## Investment costs
Installed PV Power (kWp)
| 3 | 4 | 5 | 6 | 7 | 8 | 9 | 10 | 11 | 12 | 13 | 14
Labour | 1149.5 | 1149.5 | 1149.5 | 1321.925 | 1321.925 | 1321.925 | 1494.35 | 1494.35 | 1494.35 | 1724.25 | 1724.25 | 1724.25
Additional electric material | 544.5 | 544.5 | 544.5 | 626.175 | 626.175 | 626.175 | 680.625 | 680.625 | 680.625 | 816.75 | 816.75 | 816.75
Aluminium structure | 484 | 532.4 | 689.7 | 847 | 955.9 | 1064.8 | 1222.1 | 1379.4 | 1536.7 | 1645.6 | 1863.4 | 1966.25
PV Panel | 1996.5 | 2662 | 3327.5 | 3993 | 4658.5 | 5324 | 5989.5 | 6655 | 7320.5 | 7986 | 8651.5 | 9317
Inverter | 1210 | 1210 | 1694 | 1808.95 | 1808.95 | 2359.5 | 2359.5 | 3025 | 3025 | 3388 | 3630 | 4235

## Electricity hourly cost
| PRICE OF THE CONSUMED ELECTRIC ENERGY | [6 empty] | Installed power price CP (€/kW·day)
2019 |  |  |  | 2022 |  |  |  | 2019 | 0.11519
Date | Time | Energy Cost CE (€/kWh) | Discount CD (€/kWh) | Date | Time | Energy Cost CE (€/kWh) | Discount CD (€/kWh) | 2022 | 0.052262
2019-01-01 | 43466 | 0.09176 | 0.059576 | 2019-01-01 | 43466 | 0.20451 | 0.14516
2019-01-01 01:00 | 43466.0417 | 0.09198 | 0.059671 | 2019-01-01 01:00 | 43466.0417 | 0.17135 | 0.11463
2019-01-01 02:00 | 43466.0833 | 0.09187 | 0.059621 | 2019-01-01 02:00 | 43466.0833 | 0.1727 | 0.1136
2019-01-01 03:00 | 43466.125 | 0.09014 | 0.058865 | 2019-01-01 03:00 | 43466.125 | 0.15607 | 0.09737
2019-01-01 04:00 | 43466.1667 | 0.08514 | 0.056676 | 2019-01-01 04:00 | 43466.1667 | 0.15908 | 0.09718
2019-01-01 05:00 | 43466.2083 | 0.08133 | 0.055006 | 2019-01-01 05:00 | 43466.2083 | 0.15728 | 0.09513
2019-01-01 06:00 | 43466.25 | 0.08181 | 0.055218 | 2019-01-01 06:00 | 43466.25 | 0.15887 | 0.09718
2019-01-01 07:00 | 43466.2917 | 0.08717 | 0.057565 | 2019-01-01 07:00 | 43466.2917 | 0.15758 | 0.09752
2019-01-01 08:00 | 43466.3333 | 0.08694 | 0.057461 | 2019-01-01 08:00 | 43466.3333 | 0.15618 | 0.09753
2019-01-01 09:00 | 43466.375 | 0.08443 | 0.056153 | 2019-01-01 09:00 | 43466.375 | 0.11896 | 0.06948
2019-01-01 10:00 | 43466.4167 | 0.08429 | 0.055966 | 2019-01-01 10:00 | 43466.4167 | 0.12206 | 0.07616
2019-01-01 11:00 | 43466.4583 | 0.084 | 0.055841 | 2019-01-01 11:00 | 43466.4583 | 0.12797 | 0.08327
2019-01-01 12:00 | 43466.5 | 0.1549 | 0.056402 | 2019-01-01 12:00 | 43466.5 | 0.1399 | 0.094
2019-01-01 13:00 | 43466.5417 | 0.15759 | 0.057478 | 2019-01-01 13:00 | 43466.5417 | 0.14195 | 0.09615
2019-01-01 14:00 | 43466.5833 | 0.15699 | 0.057204 | 2019-01-01 14:00 | 43466.5833 | 0.14348 | 0.09712
2019-01-01 15:00 | 43466.625 | 0.1528 | 0.055484 | 2019-01-01 15:00 | 43466.625 | 0.14769 | 0.09821
2019-01-01 16:00 | 43466.6667 | 0.15289 | 0.05555 | 2019-01-01 16:00 | 43466.6667 | 0.17214 | 0.11423
2019-01-01 17:00 | 43466.7083 | 0.15584 | 0.056734 | 2019-01-01 17:00 | 43466.7083 | 0.21224 | 0.1492
2019-01-01 18:00 | 43466.75 | 0.15934 | 0.058201 | 2019-01-01 18:00 | 43466.75 | 0.24074 | 0.17528
2019-01-01 19:00 | 43466.7917 | 0.15818 | 0.057719 | 2019-01-01 19:00 | 43466.7917 | 0.24433 | 0.185
2019-01-01 20:00 | 43466.8333 | 0.15796 | 0.057632 | 2019-01-01 20:00 | 43466.8333 | 0.24711 | 0.18695
2019-01-01 21:00 | 43466.875 | 0.15925 | 0.058163 | 2019-01-01 21:00 | 43466.875 | 0.24838 | 0.18835
2019-01-01 22:00 | 43466.9167 | 0.08874 | 0.058097 | 2019-01-01 22:00 | 43466.9167 | 0.24888 | 0.18582
2019-01-01 23:00 | 43466.9583 | 0.08589 | 0.056913 | 2019-01-01 23:00 | 43466.9583 | 0.2291 | 0.16601
2019-01-02 | 43467 | 0.08256 | 0.055276 | 2019-01-02 | 43467 | 0.18621 | 0.13248
2019-01-02 01:00 | 43467.0417 | 0.07451 | 0.051799 | 2019-01-02 01:00 | 43467.0417 | 0.16859 | 0.11553
2019-01-02 02:00 | 43467.0833 | 0.07001 | 0.049892 | 2019-01-02 02:00 | 43467.0833 | 0.16436 | 0.11025
2019-01-02 03:00 | 43467.125 | 0.06966 | 0.049768 | 2019-01-02 03:00 | 43467.125 | 0.1688 | 0.11273
2019-01-02 04:00 | 43467.1667 | 0.06761 | 0.048845 | 2019-01-02 04:00 | 43467.1667 | 0.17315 | 0.11555
2019-01-02 05:00 | 43467.2083 | 0.06761 | 0.048796 | 2019-01-02 05:00 | 43467.2083 | 0.16753 | 0.11025
2019-01-02 06:00 | 43467.25 | 0.0725 | 0.050785 | 2019-01-02 06:00 | 43467.25 | 0.17081 | 0.11555
2019-01-02 07:00 | 43467.2917 | 0.07788 | 0.053 | 2019-01-02 07:00 | 43467.2917 | 0.18378 | 0.12884
2019-01-02 08:00 | 43467.3333 | 0.08066 | 0.053889 | 2019-01-02 08:00 | 43467.3333 | 0.16548 | 0.11576
2019-01-02 09:00 | 43467.375 | 0.08196 | 0.054379 | 2019-01-02 09:00 | 43467.375 | 0.16064 | 0.11574
2019-01-02 10:00 | 43467.4167 | 0.08097 | 0.053889 | 2019-01-02 10:00 | 43467.4167 | 0.15362 | 0.11285
2019-01-02 11:00 | 43467.4583 | 0.07861 | 0.052908 | 2019-01-02 11:00 | 43467.4583 | 0.14137 | 0.10353
2019-01-02 12:00 | 43467.5 | 0.14482 | 0.052381 | 2019-01-02 12:00 | 43467.5 | 0.14113 | 0.10351
2019-01-02 13:00 | 43467.5417 | 0.14549 | 0.052659 | 2019-01-02 13:00 | 43467.5417 | 0.14785 | 0.11035
2019-01-02 14:00 | 43467.5833 | 0.14423 | 0.052115 | 2019-01-02 14:00 | 43467.5833 | 0.15449 | 0.11582
2019-01-02 15:00 | 43467.625 | 0.14352 | 0.05182 | 2019-01-02 15:00 | 43467.625 | 0.14814 | 0.10933
2019-01-02 16:00 | 43467.6667 | 0.14508 | 0.052464 | 2019-01-02 16:00 | 43467.6667 | 0.15993 | 0.1157
2019-01-02 17:00 | 43467.7083 | 0.15052 | 0.054703 | 2019-01-02 17:00 | 43467.7083 | 0.21037 | 0.15952
2019-01-02 18:00 | 43467.75 | 0.15391 | 0.056103 | 2019-01-02 18:00 | 43467.75 | 0.25285 | 0.19398
2019-01-02 19:00 | 43467.7917 | 0.15417 | 0.056178 | 2019-01-02 19:00 | 43467.7917 | 0.25534 | 0.19773
2019-01-02 20:00 | 43467.8333 | 0.15257 | 0.05555 | 2019-01-02 20:00 | 43467.8333 | 0.26748 | 0.20811
2019-01-02 21:00 | 43467.875 | 0.15351 | 0.055912 | 2019-01-02 21:00 | 43467.875 | 0.26811 | 0.20883
2019-01-02 22:00 | 43467.9167 | 0.08439 | 0.05582 | 2019-01-02 22:00 | 43467.9167 | 0.2477 | 0.19109
2019-01-02 23:00 | 43467.9583 | 0.08222 | 0.054911 | 2019-01-02 23:00 | 43467.9583 | 0.23227 | 0.17768
2019-01-03 | 43468 | 0.08277 | 0.055368 | 2019-01-03 | 43468 | 0.23741 | 0.18085
2019-01-03 01:00 | 43468.0417 | 0.07511 | 0.05209 | 2019-01-03 01:00 | 43468.0417 | 0.21514 | 0.16031
2019-01-03 02:00 | 43468.0833 | 0.07179 | 0.050644 | 2019-01-03 02:00 | 43468.0833 | 0.20871 | 0.15413
2019-01-03 03:00 | 43468.125 | 0.06989 | 0.049813 | 2019-01-03 03:00 | 43468.125 | 0.20375 | 0.14936
2019-01-03 04:00 | 43468.1667 | 0.06979 | 0.049768 | 2019-01-03 04:00 | 43468.1667 | 0.19649 | 0.14367
2019-01-03 05:00 | 43468.2083 | 0.0717 | 0.050549 | 2019-01-03 05:00 | 43468.2083 | 0.20068 | 0.14809
2019-01-03 06:00 | 43468.25 | 0.07399 | 0.051433 | 2019-01-03 06:00 | 43468.25 | 0.20287 | 0.15327
2019-01-03 07:00 | 43468.2917 | 0.08524 | 0.056157 | 2019-01-03 07:00 | 43468.2917 | 0.20664 | 0.16035
2019-01-03 08:00 | 43468.3333 | 0.08525 | 0.055824 | 2019-01-03 08:00 | 43468.3333 | 0.26511 | 0.18844
2019-01-03 09:00 | 43468.375 | 0.08527 | 0.055766 | 2019-01-03 09:00 | 43468.375 | 0.25798 | 0.18294
2019-01-03 10:00 | 43468.4167 | 0.08496 | 0.055596 | 2019-01-03 10:00 | 43468.4167 | 0.29868 | 0.16037
2019-01-03 11:00 | 43468.4583 | 0.08324 | 0.054861 | 2019-01-03 11:00 | 43468.4583 | 0.28837 | 0.15182
2019-01-03 12:00 | 43468.5 | 0.14972 | 0.054408 | 2019-01-03 12:00 | 43468.5 | 0.28407 | 0.14841
2019-01-03 13:00 | 43468.5417 | 0.14952 | 0.054296 | 2019-01-03 13:00 | 43468.5417 | 0.27619 | 0.14163
2019-01-03 14:00 | 43468.5833 | 0.15071 | 0.054786 | 2019-01-03 14:00 | 43468.5833 | 0.18977 | 0.12719
2019-01-03 15:00 | 43468.625 | 0.15228 | 0.055401 | 2019-01-03 15:00 | 43468.625 | 0.17326 | 0.11291
2019-01-03 16:00 | 43468.6667 | 0.1534 | 0.055862 | 2019-01-03 16:00 | 43468.6667 | 0.1903 | 0.1267
2019-01-03 17:00 | 43468.7083 | 0.15597 | 0.05695 | 2019-01-03 17:00 | 43468.7083 | 0.21717 | 0.14827
2019-01-03 18:00 | 43468.75 | 0.15707 | 0.057407 | 2019-01-03 18:00 | 43468.75 | 0.31966 | 0.17479
2019-01-03 19:00 | 43468.7917 | 0.1565 | 0.05717 | 2019-01-03 19:00 | 43468.7917 | 0.32648 | 0.17973
2019-01-03 20:00 | 43468.8333 | 0.15309 | 0.055733 | 2019-01-03 20:00 | 43468.8333 | 0.29516 | 0.1537
2019-01-03 21:00 | 43468.875 | 0.15357 | 0.055908 | 2019-01-03 21:00 | 43468.875 | 0.2811 | 0.1418
2019-01-03 22:00 | 43468.9167 | 0.08412 | 0.055704 | 2019-01-03 22:00 | 43468.9167 | 0.17933 | 0.11437
2019-01-03 23:00 | 43468.9583 | 0.08511 | 0.056165 | 2019-01-03 23:00 | 43468.9583 | 0.16471 | 0.10063
2019-01-04 | 43469 | 0.08758 | 0.057432 | 2019-01-04 | 43469 | 0.17465 | 0.1252
2019-01-04 01:00 | 43469.0417 | 0.08466 | 0.056252 | 2019-01-04 01:00 | 43469.0417 | 0.16391 | 0.11533
2019-01-04 02:00 | 43469.0833 | 0.07915 | 0.05388 | 2019-01-04 02:00 | 43469.0833 | 0.16168 | 0.11307
2019-01-04 03:00 | 43469.125 | 0.07487 | 0.052015 | 2019-01-04 03:00 | 43469.125 | 0.15358 | 0.10577
2019-01-04 04:00 | 43469.1667 | 0.07464 | 0.051911 | 2019-01-04 04:00 | 43469.1667 | 0.15268 | 0.10488
2019-01-04 05:00 | 43469.2083 | 0.07792 | 0.053286 | 2019-01-04 05:00 | 43469.2083 | 0.16379 | 0.1149
2019-01-04 06:00 | 43469.25 | 0.08185 | 0.054844 | 2019-01-04 06:00 | 43469.25 | 0.20656 | 0.15344
2019-01-04 07:00 | 43469.2917 | 0.08686 | 0.056859 | 2019-01-04 07:00 | 43469.2917 | 0.20743 | 0.16076
2019-01-04 08:00 | 43469.3333 | 0.08621 | 0.056273 | 2019-01-04 08:00 | 43469.3333 | 0.25267 | 0.17864
2019-01-04 09:00 | 43469.375 | 0.0889 | 0.057391 | 2019-01-04 09:00 | 43469.375 | 0.2652 | 0.18973
2019-01-04 10:00 | 43469.4167 | 0.0867 | 0.056414 | 2019-01-04 10:00 | 43469.4167 | 0.33283 | 0.18961
2019-01-04 11:00 | 43469.4583 | 0.08575 | 0.056007 | 2019-01-04 11:00 | 43469.4583 | 0.32375 | 0.18215
2019-01-04 12:00 | 43469.5 | 0.15286 | 0.055667 | 2019-01-04 12:00 | 43469.5 | 0.32376 | 0.18219
2019-01-04 13:00 | 43469.5417 | 0.15218 | 0.055388 | 2019-01-04 13:00 | 43469.5417 | 0.32006 | 0.17932
2019-01-04 14:00 | 43469.5833 | 0.15273 | 0.055621 | 2019-01-04 14:00 | 43469.5833 | 0.23202 | 0.16297
2019-01-04 15:00 | 43469.625 | 0.15216 | 0.055351 | 2019-01-04 15:00 | 43469.625 | 0.22599 | 0.15719
2019-01-04 16:00 | 43469.6667 | 0.1521 | 0.055326 | 2019-01-04 16:00 | 43469.6667 | 0.22876 | 0.15755
2019-01-04 17:00 | 43469.7083 | 0.15423 | 0.056203 | 2019-01-04 17:00 | 43469.7083 | 0.2383 | 0.16392
2019-01-04 18:00 | 43469.75 | 0.15753 | 0.057561 | 2019-01-04 18:00 | 43469.75 | 0.3315 | 0.1849
2019-01-04 19:00 | 43469.7917 | 0.15888 | 0.058155 | 2019-01-04 19:00 | 43469.7917 | 0.32457 | 0.17885
2019-01-04 20:00 | 43469.8333 | 0.15803 | 0.057773 | 2019-01-04 20:00 | 43469.8333 | 0.29928 | 0.1561
2019-01-04 21:00 | 43469.875 | 0.15455 | 0.056311 | 2019-01-04 21:00 | 43469.875 | 0.29142 | 0.14846
2019-01-04 22:00 | 43469.9167 | 0.08725 | 0.057125 | 2019-01-04 22:00 | 43469.9167 | 0.21135 | 0.13765
2019-01-04 23:00 | 43469.9583 | 0.08676 | 0.056975 | 2019-01-04 23:00 | 43469.9583 | 0.17407 | 0.10481
2019-01-05 | 43470 | 0.09259 | 0.059642 | 2019-01-05 | 43470 | 0.16659 | 0.12016
2019-01-05 01:00 | 43470.0417 | 0.09058 | 0.058799 | 2019-01-05 01:00 | 43470.0417 | 0.14969 | 0.10538
2019-01-05 02:00 | 43470.0833 | 0.0892 | 0.058263 | 2019-01-05 02:00 | 43470.0833 | 0.12537 | 0.08476
2019-01-05 03:00 | 43470.125 | 0.08726 | 0.057449 | 2019-01-05 03:00 | 43470.125 | 0.11473 | 0.07572
2019-01-05 04:00 | 43470.1667 | 0.08504 | 0.05651 | 2019-01-05 04:00 | 43470.1667 | 0.119 | 0.07916
2019-01-05 05:00 | 43470.2083 | 0.08281 | 0.05548 | 2019-01-05 05:00 | 43470.2083 | 0.13839 | 0.09494
2019-01-05 06:00 | 43470.25 | 0.08082 | 0.054578 | 2019-01-05 06:00 | 43470.25 | 0.22558 | 0.16896
2019-01-05 07:00 | 43470.2917 | 0.08284 | 0.055401 | 2019-01-05 07:00 | 43470.2917 | 0.26278 | 0.2058
2019-01-05 08:00 | 43470.3333 | 0.07889 | 0.053527 | 2019-01-05 08:00 | 43470.3333 | 0.29049 | 0.21073
2019-01-05 09:00 | 43470.375 | 0.08459 | 0.055903 | 2019-01-05 09:00 | 43470.375 | 0.29289 | 0.21343
2019-01-05 10:00 | 43470.4167 | 0.08742 | 0.057062 | 2019-01-05 10:00 | 43470.4167 | 0.3557 | 0.20878
2019-01-05 11:00 | 43470.4583 | 0.08619 | 0.056502 | 2019-01-05 11:00 | 43470.4583 | 0.34834 | 0.20234
2019-01-05 12:00 | 43470.5 | 0.15281 | 0.055625 | 2019-01-05 12:00 | 43470.5 | 0.34565 | 0.19942
2019-01-05 13:00 | 43470.5417 | 0.14858 | 0.053855 | 2019-01-05 13:00 | 43470.5417 | 0.34263 | 0.19697
2019-01-05 14:00 | 43470.5833 | 0.14615 | 0.052854 | 2019-01-05 14:00 | 43470.5833 | 0.27142 | 0.19523
2019-01-05 15:00 | 43470.625 | 0.1441 | 0.051982 | 2019-01-05 15:00 | 43470.625 | 0.27727 | 0.19948
2019-01-05 16:00 | 43470.6667 | 0.14282 | 0.051454 | 2019-01-05 16:00 | 43470.6667 | 0.28609 | 0.20565
2019-01-05 17:00 | 43470.7083 | 0.15326 | 0.05575 | 2019-01-05 17:00 | 43470.7083 | 0.29159 | 0.21073
2019-01-05 18:00 | 43470.75 | 0.15507 | 0.056527 | 2019-01-05 18:00 | 43470.75 | 0.37789 | 0.22444
2019-01-05 19:00 | 43470.7917 | 0.15466 | 0.056356 | 2019-01-05 19:00 | 43470.7917 | 0.40858 | 0.24995
2019-01-05 20:00 | 43470.8333 | 0.15407 | 0.056111 | 2019-01-05 20:00 | 43470.8333 | 0.39905 | 0.24146
2019-01-05 21:00 | 43470.875 | 0.15143 | 0.055031 | 2019-01-05 21:00 | 43470.875 | 0.37209 | 0.2185
2019-01-05 22:00 | 43470.9167 | 0.08436 | 0.055966 | 2019-01-05 22:00 | 43470.9167 | 0.29024 | 0.20714
2019-01-05 23:00 | 43470.9583 | 0.08152 | 0.054761 | 2019-01-05 23:00 | 43470.9583 | 0.28357 | 0.19973
2019-01-06 | 43471 | 0.08433 | 0.056045 | 2019-01-06 | 43471 | 0.27397 | 0.20671
2019-01-06 01:00 | 43471.0417 | 0.07531 | 0.052173 | 2019-01-06 01:00 | 43471.0417 | 0.27438 | 0.20361
2019-01-06 02:00 | 43471.0833 | 0.07441 | 0.051841 | 2019-01-06 02:00 | 43471.0833 | 0.26005 | 0.1911
2019-01-06 03:00 | 43471.125 | 0.06887 | 0.049419 | 2019-01-06 03:00 | 43471.125 | 0.24779 | 0.18038
2019-01-06 04:00 | 43471.1667 | 0.0693 | 0.049635 | 2019-01-06 04:00 | 43471.1667 | 0.23525 | 0.16977
2019-01-06 05:00 | 43471.2083 | 0.06817 | 0.049115 | 2019-01-06 05:00 | 43471.2083 | 0.26543 | 0.19384
2019-01-06 06:00 | 43471.25 | 0.06888 | 0.049373 | 2019-01-06 06:00 | 43471.25 | 0.2744 | 0.20375
2019-01-06 07:00 | 43471.2917 | 0.07067 | 0.050129 | 2019-01-06 07:00 | 43471.2917 | 0.28548 | 0.2157
2019-01-06 08:00 | 43471.3333 | 0.07175 | 0.050486 | 2019-01-06 08:00 | 43471.3333 | 0.28854 | 0.21904
2019-01-06 09:00 | 43471.375 | 0.07356 | 0.051213 | 2019-01-06 09:00 | 43471.375 | 0.28262 | 0.21973
2019-01-06 10:00 | 43471.4167 | 0.08014 | 0.05398 | 2019-01-06 10:00 | 43471.4167 | 0.27253 | 0.21463
2019-01-06 11:00 | 43471.4583 | 0.08178 | 0.05469 | 2019-01-06 11:00 | 43471.4583 | 0.26294 | 0.20763
2019-01-06 12:00 | 43471.5 | 0.15038 | 0.054595 | 2019-01-06 12:00 | 43471.5 | 0.25946 | 0.20473
2019-01-06 13:00 | 43471.5417 | 0.1514 | 0.054985 | 2019-01-06 13:00 | 43471.5417 | 0.25912 | 0.20416
2019-01-06 14:00 | 43471.5833 | 0.15061 | 0.054661 | 2019-01-06 14:00 | 43471.5833 | 0.25031 | 0.19649
2019-01-06 15:00 | 43471.625 | 0.14447 | 0.052111 | 2019-01-06 15:00 | 43471.625 | 0.24551 | 0.18962
2019-01-06 16:00 | 43471.6667 | 0.14036 | 0.05042 | 2019-01-06 16:00 | 43471.6667 | 0.26118 | 0.20176
2019-01-06 17:00 | 43471.7083 | 0.15047 | 0.054603 | 2019-01-06 17:00 | 43471.7083 | 0.284 | 0.22186
2019-01-06 18:00 | 43471.75 | 0.15414 | 0.056144 | 2019-01-06 18:00 | 43471.75 | 0.34792 | 0.27306
2019-01-06 19:00 | 43471.7917 | 0.15373 | 0.055974 | 2019-01-06 19:00 | 43471.7917 | 0.35209 | 0.27804
2019-01-06 20:00 | 43471.8333 | 0.15219 | 0.055338 | 2019-01-06 20:00 | 43471.8333 | 0.31889 | 0.25127
2019-01-06 21:00 | 43471.875 | 0.15461 | 0.056335 | 2019-01-06 21:00 | 43471.875 | 0.29236 | 0.22946
2019-01-06 22:00 | 43471.9167 | 0.08615 | 0.056614 | 2019-01-06 22:00 | 43471.9167 | 0.27692 | 0.21607
2019-01-06 23:00 | 43471.9583 | 0.08378 | 0.055588 | 2019-01-06 23:00 | 43471.9583 | 0.27225 | 0.20973
2019-01-07 | 43472 | 0.08011 | 0.054179 | 2019-01-07 | 43472 | 0.28147 | 0.21335
2019-01-07 01:00 | 43472.0417 | 0.07417 | 0.051679 | 2019-01-07 01:00 | 43472.0417 | 0.25467 | 0.18872
2019-01-07 02:00 | 43472.0833 | 0.07242 | 0.050943 | 2019-01-07 02:00 | 43472.0833 | 0.24439 | 0.17976
2019-01-07 03:00 | 43472.125 | 0.0717 | 0.050657 | 2019-01-07 03:00 | 43472.125 | 0.22746 | 0.1648
2019-01-07 04:00 | 43472.1667 | 0.07122 | 0.050445 | 2019-01-07 04:00 | 43472.1667 | 0.2253 | 0.1627
2019-01-07 05:00 | 43472.2083 | 0.07115 | 0.050337 | 2019-01-07 05:00 | 43472.2083 | 0.22636 | 0.16491
2019-01-07 06:00 | 43472.25 | 0.07584 | 0.052235 | 2019-01-07 06:00 | 43472.25 | 0.22544 | 0.16517
2019-01-07 07:00 | 43472.2917 | 0.08811 | 0.057428 | 2019-01-07 07:00 | 43472.2917 | 0.27605 | 0.21562
2019-01-07 08:00 | 43472.3333 | 0.08561 | 0.056078 | 2019-01-07 08:00 | 43472.3333 | 0.32912 | 0.24336
2019-01-07 09:00 | 43472.375 | 0.08549 | 0.055928 | 2019-01-07 09:00 | 43472.375 | 0.33597 | 0.24947
2019-01-07 10:00 | 43472.4167 | 0.08482 | 0.055571 | 2019-01-07 10:00 | 43472.4167 | 0.39201 | 0.23952
2019-01-07 11:00 | 43472.4583 | 0.08419 | 0.055301 | 2019-01-07 11:00 | 43472.4583 | 0.38369 | 0.23195
2019-01-07 12:00 | 43472.5 | 0.1516 | 0.055147 | 2019-01-07 12:00 | 43472.5 | 0.36474 | 0.2159
2019-01-07 13:00 | 43472.5417 | 0.1514 | 0.055102 | 2019-01-07 13:00 | 43472.5417 | 0.35973 | 0.21143
2019-01-07 14:00 | 43472.5833 | 0.14927 | 0.054192 | 2019-01-07 14:00 | 43472.5833 | 0.28533 | 0.20655
2019-01-07 15:00 | 43472.625 | 0.14784 | 0.053602 | 2019-01-07 15:00 | 43472.625 | 0.29013 | 0.20974
2019-01-07 16:00 | 43472.6667 | 0.14504 | 0.052447 | 2019-01-07 16:00 | 43472.6667 | 0.30309 | 0.21973
2019-01-07 17:00 | 43472.7083 | 0.15015 | 0.054553 | 2019-01-07 17:00 | 43472.7083 | 0.33249 | 0.24331
2019-01-07 18:00 | 43472.75 | 0.15401 | 0.056144 | 2019-01-07 18:00 | 43472.75 | 0.42283 | 0.2595
2019-01-07 19:00 | 43472.7917 | 0.15441 | 0.056311 | 2019-01-07 19:00 | 43472.7917 | 0.41028 | 0.24947
2019-01-07 20:00 | 43472.8333 | 0.15346 | 0.05592 | 2019-01-07 20:00 | 43472.8333 | 0.40424 | 0.24332
2019-01-07 21:00 | 43472.875 | 0.1522 | 0.055372 | 2019-01-07 21:00 | 43472.875 | 0.40534 | 0.24341
2019-01-07 22:00 | 43472.9167 | 0.08036 | 0.054013 | 2019-01-07 22:00 | 43472.9167 | 0.32815 | 0.23536
2019-01-07 23:00 | 43472.9583 | 0.07842 | 0.053207 | 2019-01-07 23:00 | 43472.9583 | 0.30451 | 0.21477
2019-01-08 | 43473 | 0.07912 | 0.053781 | 2019-01-08 | 43473 | 0.34783 | 0.26923
2019-01-08 01:00 | 43473.0417 | 0.07329 | 0.051267 | 2019-01-08 01:00 | 43473.0417 | 0.31443 | 0.23708
2019-01-08 02:00 | 43473.0833 | 0.071 | 0.050299 | 2019-01-08 02:00 | 43473.0833 | 0.29202 | 0.21528
2019-01-08 03:00 | 43473.125 | 0.0699 | 0.049842 | 2019-01-08 03:00 | 43473.125 | 0.28861 | 0.21089
2019-01-08 04:00 | 43473.1667 | 0.06968 | 0.049722 | 2019-01-08 04:00 | 43473.1667 | 0.27673 | 0.20023
2019-01-08 05:00 | 43473.2083 | 0.07016 | 0.049876 | 2019-01-08 05:00 | 43473.2083 | 0.27613 | 0.19938
2019-01-08 06:00 | 43473.25 | 0.07389 | 0.051442 | 2019-01-08 06:00 | 43473.25 | 0.27428 | 0.20077
2019-01-08 07:00 | 43473.2917 | 0.08444 | 0.055841 | 2019-01-08 07:00 | 43473.2917 | 0.28059 | 0.20856
2019-01-08 08:00 | 43473.3333 | 0.08341 | 0.055135 | 2019-01-08 08:00 | 43473.3333 | 0.28415 | 0.21562
2019-01-08 09:00 | 43473.375 | 0.08406 | 0.055347 | 2019-01-08 09:00 | 43473.375 | 0.29587 | 0.23073
2019-01-08 10:00 | 43473.4167 | 0.08435 | 0.055409 | 2019-01-08 10:00 | 43473.4167 | 0.28982 | 0.22865
2019-01-08 11:00 | 43473.4583 | 0.08359 | 0.055081 | 2019-01-08 11:00 | 43473.4583 | 0.27362 | 0.21504
2019-01-08 12:00 | 43473.5 | 0.15081 | 0.054827 | 2019-01-08 12:00 | 43473.5 | 0.26392 | 0.20626
2019-01-08 13:00 | 43473.5417 | 0.15119 | 0.054952 | 2019-01-08 13:00 | 43473.5417 | 0.23943 | 0.1846
2019-01-08 14:00 | 43473.5833 | 0.14851 | 0.05388 | 2019-01-08 14:00 | 43473.5833 | 0.22152 | 0.16925
2019-01-08 15:00 | 43473.625 | 0.14615 | 0.052908 | 2019-01-08 15:00 | 43473.625 | 0.21472 | 0.16253
2019-01-08 16:00 | 43473.6667 | 0.14266 | 0.051442 | 2019-01-08 16:00 | 43473.6667 | 0.21744 | 0.16146
2019-01-08 17:00 | 43473.7083 | 0.15088 | 0.054857 | 2019-01-08 17:00 | 43473.7083 | 0.24906 | 0.18959
2019-01-08 18:00 | 43473.75 | 0.15398 | 0.056103 | 2019-01-08 18:00 | 43473.75 | 0.26787 | 0.20639
2019-01-08 19:00 | 43473.7917 | 0.1545 | 0.056315 | 2019-01-08 19:00 | 43473.7917 | 0.26997 | 0.20973
2019-01-08 20:00 | 43473.8333 | 0.15293 | 0.055671 | 2019-01-08 20:00 | 43473.8333 | 0.26994 | 0.20973
2019-01-08 21:00 | 43473.875 | 0.15282 | 0.0556 | 2019-01-08 21:00 | 43473.875 | 0.27 | 0.2091
2019-01-08 22:00 | 43473.9167 | 0.08182 | 0.054711 | 2019-01-08 22:00 | 43473.9167 | 0.24349 | 0.18503
2019-01-08 23:00 | 43473.9583 | 0.07649 | 0.052426 | 2019-01-08 23:00 | 43473.9583 | 0.19953 | 0.14767
2019-01-09 | 43474 | 0.07257 | 0.050927 | 2019-01-09 | 43474 | 0.16124 | 0.10895
2019-01-09 01:00 | 43474.0417 | 0.07097 | 0.050258 | 2019-01-09 01:00 | 43474.0417 | 0.14056 | 0.08938
2019-01-09 02:00 | 43474.0833 | 0.06703 | 0.048592 | 2019-01-09 02:00 | 43474.0833 | 0.12935 | 0.08
2019-01-09 03:00 | 43474.125 | 0.06769 | 0.048904 | 2019-01-09 03:00 | 43474.125 | 0.10083 | 0.05519
2019-01-09 04:00 | 43474.1667 | 0.06754 | 0.048816 | 2019-01-09 04:00 | 43474.1667 | 0.0901 | 0.04558
2019-01-09 05:00 | 43474.2083 | 0.06783 | 0.048887 | 2019-01-09 05:00 | 43474.2083 | 0.0945 | 0.04826
2019-01-09 06:00 | 43474.25 | 0.07142 | 0.050316 | 2019-01-09 06:00 | 43474.25 | 0.12358 | 0.0742
2019-01-09 07:00 | 43474.2917 | 0.08176 | 0.054678 | 2019-01-09 07:00 | 43474.2917 | 0.14044 | 0.08953
2019-01-09 08:00 | 43474.3333 | 0.0832 | 0.054981 | 2019-01-09 08:00 | 43474.3333 | 0.15719 | 0.10452
2019-01-09 09:00 | 43474.375 | 0.0828 | 0.054736 | 2019-01-09 09:00 | 43474.375 | 0.19205 | 0.13977
2019-01-09 10:00 | 43474.4167 | 0.08236 | 0.054487 | 2019-01-09 10:00 | 43474.4167 | 0.18828 | 0.13991
2019-01-09 11:00 | 43474.4583 | 0.08209 | 0.0544 | 2019-01-09 11:00 | 43474.4583 | 0.16306 | 0.11981
2019-01-09 12:00 | 43474.5 | 0.14715 | 0.053344 | 2019-01-09 12:00 | 43474.5 | 0.10219 | 0.06968
2019-01-09 13:00 | 43474.5417 | 0.14641 | 0.053041 | 2019-01-09 13:00 | 43474.5417 | 0.10217 | 0.06966
2019-01-09 14:00 | 43474.5833 | 0.14402 | 0.052023 | 2019-01-09 14:00 | 43474.5833 | 0.08797 | 0.05783
2019-01-09 15:00 | 43474.625 | 0.14108 | 0.050814 | 2019-01-09 15:00 | 43474.625 | 0.03635 | 0.01389
2019-01-09 16:00 | 43474.6667 | 0.14415 | 0.052077 | 2019-01-09 16:00 | 43474.6667 | 0.13604 | 0.0924
2019-01-09 17:00 | 43474.7083 | 0.15022 | 0.054582 | 2019-01-09 17:00 | 43474.7083 | 0.21744 | 0.16002
2019-01-09 18:00 | 43474.75 | 0.15206 | 0.055343 | 2019-01-09 18:00 | 43474.75 | 0.27174 | 0.20776
2019-01-09 19:00 | 43474.7917 | 0.15294 | 0.055675 | 2019-01-09 19:00 | 43474.7917 | 0.30697 | 0.23956
2019-01-09 20:00 | 43474.8333 | 0.15095 | 0.054886 | 2019-01-09 20:00 | 43474.8333 | 0.29563 | 0.23055
2019-01-09 21:00 | 43474.875 | 0.14967 | 0.054329 | 2019-01-09 21:00 | 43474.875 | 0.27539 | 0.21384
2019-01-09 22:00 | 43474.9167 | 0.08043 | 0.054105 | 2019-01-09 22:00 | 43474.9167 | 0.27899 | 0.21561
2019-01-09 23:00 | 43474.9583 | 0.07189 | 0.050432 | 2019-01-09 23:00 | 43474.9583 | 0.25128 | 0.19137
2019-01-10 | 43475 | 0.07713 | 0.052912 | 2019-01-10 | 43475 | 0.26258 | 0.19596
2019-01-10 01:00 | 43475.0417 | 0.06808 | 0.049024 | 2019-01-10 01:00 | 43475.0417 | 0.22799 | 0.16507
2019-01-10 02:00 | 43475.0833 | 0.06886 | 0.049365 | 2019-01-10 02:00 | 43475.0833 | 0.22069 | 0.15895
2019-01-10 03:00 | 43475.125 | 0.06608 | 0.048156 | 2019-01-10 03:00 | 43475.125 | 0.22204 | 0.15938
2019-01-10 04:00 | 43475.1667 | 0.06566 | 0.047969 | 2019-01-10 04:00 | 43475.1667 | 0.22281 | 0.16021
2019-01-10 05:00 | 43475.2083 | 0.06671 | 0.048376 | 2019-01-10 05:00 | 43475.2083 | 0.23849 | 0.1728
2019-01-10 06:00 | 43475.25 | 0.0748 | 0.051782 | 2019-01-10 06:00 | 43475.25 | 0.26371 | 0.19983
2019-01-10 07:00 | 43475.2917 | 0.08343 | 0.055372 | 2019-01-10 07:00 | 43475.2917 | 0.28776 | 0.22796
2019-01-10 08:00 | 43475.3333 | 0.08269 | 0.054728 | 2019-01-10 08:00 | 43475.3333 | 0.32099 | 0.23443
2019-01-10 09:00 | 43475.375 | 0.08289 | 0.054744 | 2019-01-10 09:00 | 43475.375 | 0.32644 | 0.23973
2019-01-10 10:00 | 43475.4167 | 0.08231 | 0.054462 | 2019-01-10 10:00 | 43475.4167 | 0.39264 | 0.23849
2019-01-10 11:00 | 43475.4583 | 0.08156 | 0.054138 | 2019-01-10 11:00 | 43475.4583 | 0.38014 | 0.22811
2019-01-10 12:00 | 43475.5 | 0.14792 | 0.05366 | 2019-01-10 12:00 | 43475.5 | 0.37289 | 0.22222
2019-01-10 13:00 | 43475.5417 | 0.14816 | 0.053731 | 2019-01-10 13:00 | 43475.5417 | 0.36522 | 0.21572
2019-01-10 14:00 | 43475.5833 | 0.14672 | 0.053141 | 2019-01-10 14:00 | 43475.5833 | 0.28398 | 0.20571
2019-01-10 15:00 | 43475.625 | 0.1464 | 0.052979 | 2019-01-10 15:00 | 43475.625 | 0.27882 | 0.20069
2019-01-10 16:00 | 43475.6667 | 0.14774 | 0.053531 | 2019-01-10 16:00 | 43475.6667 | 0.30679 | 0.2227
2019-01-10 17:00 | 43475.7083 | 0.15045 | 0.054678 | 2019-01-10 17:00 | 43475.7083 | 0.34718 | 0.2557
2019-01-10 18:00 | 43475.75 | 0.15266 | 0.055588 | 2019-01-10 18:00 | 43475.75 | 0.45392 | 0.28609
2019-01-10 19:00 | 43475.7917 | 0.15363 | 0.055991 | 2019-01-10 19:00 | 43475.7917 | 0.46432 | 0.29471
2019-01-10 20:00 | 43475.8333 | 0.15442 | 0.056286 | 2019-01-10 20:00 | 43475.8333 | 0.43273 | 0.26717
2019-01-10 21:00 | 43475.875 | 0.15303 | 0.055683 | 2019-01-10 21:00 | 43475.875 | 0.40378 | 0.24196
2019-01-10 22:00 | 43475.9167 | 0.08314 | 0.05528 | 2019-01-10 22:00 | 43475.9167 | 0.30488 | 0.21676
2019-01-10 23:00 | 43475.9583 | 0.08074 | 0.054271 | 2019-01-10 23:00 | 43475.9583 | 0.28401 | 0.19867
2019-01-11 | 43476 | 0.07933 | 0.053839 | 2019-01-11 | 43476 | 0.27137 | 0.20993
2019-01-11 01:00 | 43476.0417 | 0.07389 | 0.051558 | 2019-01-11 01:00 | 43476.0417 | 0.2628 | 0.20191
2019-01-11 02:00 | 43476.0833 | 0.07046 | 0.050087 | 2019-01-11 02:00 | 43476.0833 | 0.25757 | 0.19733
2019-01-11 03:00 | 43476.125 | 0.06842 | 0.049198 | 2019-01-11 03:00 | 43476.125 | 0.25226 | 0.19255
2019-01-11 04:00 | 43476.1667 | 0.06732 | 0.048717 | 2019-01-11 04:00 | 43476.1667 | 0.25489 | 0.19452
2019-01-11 05:00 | 43476.2083 | 0.06886 | 0.049336 | 2019-01-11 05:00 | 43476.2083 | 0.26592 | 0.20387
2019-01-11 06:00 | 43476.25 | 0.07597 | 0.052289 | 2019-01-11 06:00 | 43476.25 | 0.28093 | 0.21873
2019-01-11 07:00 | 43476.2917 | 0.08612 | 0.056535 | 2019-01-11 07:00 | 43476.2917 | 0.28584 | 0.22811
2019-01-11 08:00 | 43476.3333 | 0.08488 | 0.0557 | 2019-01-11 08:00 | 43476.3333 | 0.33772 | 0.24955
2019-01-11 09:00 | 43476.375 | 0.08478 | 0.055621 | 2019-01-11 09:00 | 43476.375 | 0.33695 | 0.24958
2019-01-11 10:00 | 43476.4167 | 0.08412 | 0.055305 | 2019-01-11 10:00 | 43476.4167 | 0.3957 | 0.24207
2019-01-11 11:00 | 43476.4583 | 0.08275 | 0.054719 | 2019-01-11 11:00 | 43476.4583 | 0.35879 | 0.21193
2019-01-11 12:00 | 43476.5 | 0.15015 | 0.054553 | 2019-01-11 12:00 | 43476.5 | 0.35251 | 0.20675
2019-01-11 13:00 | 43476.5417 | 0.14979 | 0.054404 | 2019-01-11 13:00 | 43476.5417 | 0.35221 | 0.20664
2019-01-11 14:00 | 43476.5833 | 0.15083 | 0.054836 | 2019-01-11 14:00 | 43476.5833 | 0.28327 | 0.20645
2019-01-11 15:00 | 43476.625 | 0.1491 | 0.054092 | 2019-01-11 15:00 | 43476.625 | 0.28413 | 0.20645
2019-01-11 16:00 | 43476.6667 | 0.14937 | 0.0542 | 2019-01-11 16:00 | 43476.6667 | 0.29196 | 0.21167
2019-01-11 17:00 | 43476.7083 | 0.15147 | 0.055064 | 2019-01-11 17:00 | 43476.7083 | 0.33071 | 0.24209
2019-01-11 18:00 | 43476.75 | 0.15378 | 0.05602 | 2019-01-11 18:00 | 43476.75 | 0.42253 | 0.25968
2019-01-11 19:00 | 43476.7917 | 0.15446 | 0.056331 | 2019-01-11 19:00 | 43476.7917 | 0.42491 | 0.26164
2019-01-11 20:00 | 43476.8333 | 0.15394 | 0.05609 | 2019-01-11 20:00 | 43476.8333 | 0.42654 | 0.26233
2019-01-11 21:00 | 43476.875 | 0.15259 | 0.0555 | 2019-01-11 21:00 | 43476.875 | 0.40636 | 0.24464
2019-01-11 22:00 | 43476.9167 | 0.08414 | 0.055775 | 2019-01-11 22:00 | 43476.9167 | 0.31668 | 0.2272
2019-01-11 23:00 | 43476.9583 | 0.0819 | 0.054865 | 2019-01-11 23:00 | 43476.9583 | 0.29902 | 0.21136
2019-01-12 | 43477 | 0.08736 | 0.057366 | 2019-01-12 | 43477 | 0.25257 | 0.19623
2019-01-12 01:00 | 43477.0417 | 0.07932 | 0.053893 | 2019-01-12 01:00 | 43477.0417 | 0.24236 | 0.18682
2019-01-12 02:00 | 43477.0833 | 0.07245 | 0.050956 | 2019-01-12 02:00 | 43477.0833 | 0.23997 | 0.18397
2019-01-12 03:00 | 43477.125 | 0.07007 | 0.049946 | 2019-01-12 03:00 | 43477.125 | 0.23451 | 0.17925
2019-01-12 04:00 | 43477.1667 | 0.06994 | 0.049917 | 2019-01-12 04:00 | 43477.1667 | 0.23298 | 0.17788
2019-01-12 05:00 | 43477.2083 | 0.06983 | 0.049817 | 2019-01-12 05:00 | 43477.2083 | 0.24666 | 0.1898
2019-01-12 06:00 | 43477.25 | 0.07059 | 0.050117 | 2019-01-12 06:00 | 43477.25 | 0.23768 | 0.18492
2019-01-12 07:00 | 43477.2917 | 0.07582 | 0.052339 | 2019-01-12 07:00 | 43477.2917 | 0.25155 | 0.19994
2019-01-12 08:00 | 43477.3333 | 0.08174 | 0.054765 | 2019-01-12 08:00 | 43477.3333 | 0.29734 | 0.21667
2019-01-12 09:00 | 43477.375 | 0.08548 | 0.056294 | 2019-01-12 09:00 | 43477.375 | 0.28257 | 0.20501
2019-01-12 10:00 | 43477.4167 | 0.08547 | 0.056219 | 2019-01-12 10:00 | 43477.4167 | 0.3442 | 0.19944
2019-01-12 11:00 | 43477.4583 | 0.08412 | 0.055604 | 2019-01-12 11:00 | 43477.4583 | 0.34062 | 0.19639
2019-01-12 12:00 | 43477.5 | 0.14954 | 0.054279 | 2019-01-12 12:00 | 43477.5 | 0.34134 | 0.19665
2019-01-12 13:00 | 43477.5417 | 0.15147 | 0.055043 | 2019-01-12 13:00 | 43477.5417 | 0.34206 | 0.19715
2019-01-12 14:00 | 43477.5833 | 0.15006 | 0.054462 | 2019-01-12 14:00 | 43477.5833 | 0.27299 | 0.19714
2019-01-12 15:00 | 43477.625 | 0.14491 | 0.052314 | 2019-01-12 15:00 | 43477.625 | 0.27645 | 0.19933
2019-01-12 16:00 | 43477.6667 | 0.14213 | 0.051176 | 2019-01-12 16:00 | 43477.6667 | 0.27814 | 0.19992
2019-01-12 17:00 | 43477.7083 | 0.14457 | 0.052173 | 2019-01-12 17:00 | 43477.7083 | 0.31078 | 0.22663
2019-01-12 18:00 | 43477.75 | 0.1545 | 0.05629 | 2019-01-12 18:00 | 43477.75 | 0.41528 | 0.25446
2019-01-12 19:00 | 43477.7917 | 0.15548 | 0.056693 | 2019-01-12 19:00 | 43477.7917 | 0.42194 | 0.2609
2019-01-12 20:00 | 43477.8333 | 0.15619 | 0.056988 | 2019-01-12 20:00 | 43477.8333 | 0.41267 | 0.25264
2019-01-12 21:00 | 43477.875 | 0.15643 | 0.057087 | 2019-01-12 21:00 | 43477.875 | 0.37695 | 0.22215
2019-01-12 22:00 | 43477.9167 | 0.0878 | 0.057461 | 2019-01-12 22:00 | 43477.9167 | 0.2973 | 0.21297
2019-01-12 23:00 | 43477.9583 | 0.08691 | 0.057108 | 2019-01-12 23:00 | 43477.9583 | 0.28289 | 0.19992
2019-01-13 | 43478 | 0.07668 | 0.052717 | 2019-01-13 | 43478 | 0.24457 | 0.18968
2019-01-13 01:00 | 43478.0417 | 0.07178 | 0.050636 | 2019-01-13 01:00 | 43478.0417 | 0.24544 | 0.18841
2019-01-13 02:00 | 43478.0833 | 0.07035 | 0.050067 | 2019-01-13 02:00 | 43478.0833 | 0.24566 | 0.1875
2019-01-13 03:00 | 43478.125 | 0.06973 | 0.049797 | 2019-01-13 03:00 | 43478.125 | 0.24019 | 0.18251
2019-01-13 04:00 | 43478.1667 | 0.06968 | 0.049801 | 2019-01-13 04:00 | 43478.1667 | 0.24514 | 0.18629
2019-01-13 05:00 | 43478.2083 | 0.06952 | 0.049705 | 2019-01-13 05:00 | 43478.2083 | 0.24402 | 0.18711
2019-01-13 06:00 | 43478.25 | 0.06981 | 0.04978 | 2019-01-13 06:00 | 43478.25 | 0.2465 | 0.19266
2019-01-13 07:00 | 43478.2917 | 0.07042 | 0.050017 | 2019-01-13 07:00 | 43478.2917 | 0.27544 | 0.21987
2019-01-13 08:00 | 43478.3333 | 0.07006 | 0.049751 | 2019-01-13 08:00 | 43478.3333 | 0.30959 | 0.22648
2019-01-13 09:00 | 43478.375 | 0.07055 | 0.049909 | 2019-01-13 09:00 | 43478.375 | 0.30908 | 0.22645
2019-01-13 10:00 | 43478.4167 | 0.07948 | 0.053693 | 2019-01-13 10:00 | 43478.4167 | 0.36903 | 0.21992
2019-01-13 11:00 | 43478.4583 | 0.07965 | 0.053768 | 2019-01-13 11:00 | 43478.4583 | 0.36475 | 0.21599
2019-01-13 12:00 | 43478.5 | 0.14858 | 0.053855 | 2019-01-13 12:00 | 43478.5 | 0.36185 | 0.21362
2019-01-13 13:00 | 43478.5417 | 0.1525 | 0.055438 | 2019-01-13 13:00 | 43478.5417 | 0.36208 | 0.21363
2019-01-13 14:00 | 43478.5833 | 0.15266 | 0.055505 | 2019-01-13 14:00 | 43478.5833 | 0.29298 | 0.21344
2019-01-13 15:00 | 43478.625 | 0.15033 | 0.05452 | 2019-01-13 15:00 | 43478.625 | 0.29403 | 0.21359
2019-01-13 16:00 | 43478.6667 | 0.14713 | 0.053203 | 2019-01-13 16:00 | 43478.6667 | 0.30286 | 0.21979
2019-01-13 17:00 | 43478.7083 | 0.15096 | 0.054807 | 2019-01-13 17:00 | 43478.7083 | 0.31515 | 0.22924
2019-01-13 18:00 | 43478.75 | 0.15485 | 0.056435 | 2019-01-13 18:00 | 43478.75 | 0.42118 | 0.25905
2019-01-13 19:00 | 43478.7917 | 0.15674 | 0.057216 | 2019-01-13 19:00 | 43478.7917 | 0.42548 | 0.26263
2019-01-13 20:00 | 43478.8333 | 0.15871 | 0.058022 | 2019-01-13 20:00 | 43478.8333 | 0.41321 | 0.2521
2019-01-13 21:00 | 43478.875 | 0.15877 | 0.058047 | 2019-01-13 21:00 | 43478.875 | 0.38742 | 0.22974
2019-01-13 22:00 | 43478.9167 | 0.08843 | 0.057602 | 2019-01-13 22:00 | 43478.9167 | 0.30365 | 0.21733
2019-01-13 23:00 | 43478.9583 | 0.08622 | 0.056647 | 2019-01-13 23:00 | 43478.9583 | 0.29317 | 0.20771
2019-01-14 | 43479 | 0.0791 | 0.053743 | 2019-01-14 | 43479 | 0.26233 | 0.20457
2019-01-14 01:00 | 43479.0417 | 0.07068 | 0.050158 | 2019-01-14 01:00 | 43479.0417 | 0.25781 | 0.19903
2019-01-14 02:00 | 43479.0833 | 0.06992 | 0.049855 | 2019-01-14 02:00 | 43479.0833 | 0.25454 | 0.19554
2019-01-14 03:00 | 43479.125 | 0.06935 | 0.049631 | 2019-01-14 03:00 | 43479.125 | 0.25059 | 0.19183
2019-01-14 04:00 | 43479.1667 | 0.06878 | 0.049381 | 2019-01-14 04:00 | 43479.1667 | 0.25046 | 0.19156
2019-01-14 05:00 | 43479.2083 | 0.06953 | 0.049626 | 2019-01-14 05:00 | 43479.2083 | 0.25515 | 0.19671
2019-01-14 06:00 | 43479.25 | 0.07439 | 0.051604 | 2019-01-14 06:00 | 43479.25 | 0.26276 | 0.20578
2019-01-14 07:00 | 43479.2917 | 0.08456 | 0.055891 | 2019-01-14 07:00 | 43479.2917 | 0.25691 | 0.20493
2019-01-14 08:00 | 43479.3333 | 0.0834 | 0.055131 | 2019-01-14 08:00 | 43479.3333 | 0.28749 | 0.2088
2019-01-14 09:00 | 43479.375 | 0.08311 | 0.054906 | 2019-01-14 09:00 | 43479.375 | 0.28557 | 0.20753
2019-01-14 10:00 | 43479.4167 | 0.08175 | 0.054254 | 2019-01-14 10:00 | 43479.4167 | 0.34443 | 0.19972
2019-01-14 11:00 | 43479.4583 | 0.08131 | 0.054067 | 2019-01-14 11:00 | 43479.4583 | 0.32378 | 0.18233
2019-01-14 12:00 | 43479.5 | 0.14891 | 0.054038 | 2019-01-14 12:00 | 43479.5 | 0.32134 | 0.18006
2019-01-14 13:00 | 43479.5417 | 0.14813 | 0.053752 | 2019-01-14 13:00 | 43479.5417 | 0.32212 | 0.18039
2019-01-14 14:00 | 43479.5833 | 0.146 | 0.052842 | 2019-01-14 14:00 | 43479.5833 | 0.25324 | 0.18004
2019-01-14 15:00 | 43479.625 | 0.14436 | 0.052165 | 2019-01-14 15:00 | 43479.625 | 0.25664 | 0.18225
2019-01-14 16:00 | 43479.6667 | 0.14464 | 0.052285 | 2019-01-14 16:00 | 43479.6667 | 0.27903 | 0.20007
2019-01-14 17:00 | 43479.7083 | 0.15041 | 0.054661 | 2019-01-14 17:00 | 43479.7083 | 0.29066 | 0.2088
2019-01-14 18:00 | 43479.75 | 0.15473 | 0.056443 | 2019-01-14 18:00 | 43479.75 | 0.38039 | 0.22534
2019-01-14 19:00 | 43479.7917 | 0.15631 | 0.057096 | 2019-01-14 19:00 | 43479.7917 | 0.39062 | 0.23338
2019-01-14 20:00 | 43479.8333 | 0.15608 | 0.057 | 2019-01-14 20:00 | 43479.8333 | 0.39252 | 0.23474
2019-01-14 21:00 | 43479.875 | 0.15498 | 0.056514 | 2019-01-14 21:00 | 43479.875 | 0.38172 | 0.22528
2019-01-14 22:00 | 43479.9167 | 0.08568 | 0.056315 | 2019-01-14 22:00 | 43479.9167 | 0.30264 | 0.21635
2019-01-14 23:00 | 43479.9583 | 0.08268 | 0.055048 | 2019-01-14 23:00 | 43479.9583 | 0.29079 | 0.2056
2019-01-15 | 43480 | 0.07851 | 0.053511 | 2019-01-15 | 43480 | 0.28634 | 0.22174
2019-01-15 01:00 | 43480.0417 | 0.07425 | 0.051687 | 2019-01-15 01:00 | 43480.0417 | 0.28074 | 0.21465
2019-01-15 02:00 | 43480.0833 | 0.07272 | 0.051047 | 2019-01-15 02:00 | 43480.0833 | 0.27622 | 0.20922
2019-01-15 03:00 | 43480.125 | 0.07278 | 0.051097 | 2019-01-15 03:00 | 43480.125 | 0.26141 | 0.19634
2019-01-15 04:00 | 43480.1667 | 0.07286 | 0.051109 | 2019-01-15 04:00 | 43480.1667 | 0.25756 | 0.19266
2019-01-15 05:00 | 43480.2083 | 0.07548 | 0.052194 | 2019-01-15 05:00 | 43480.2083 | 0.2598 | 0.19467
2019-01-15 06:00 | 43480.25 | 0.08465 | 0.056124 | 2019-01-15 06:00 | 43480.25 | 0.26511 | 0.20063
2019-01-15 07:00 | 43480.2917 | 0.0883 | 0.057515 | 2019-01-15 07:00 | 43480.2917 | 0.28323 | 0.21694
2019-01-15 08:00 | 43480.3333 | 0.08767 | 0.056971 | 2019-01-15 08:00 | 43480.3333 | 0.28755 | 0.2235
2019-01-15 09:00 | 43480.375 | 0.08705 | 0.056635 | 2019-01-15 09:00 | 43480.375 | 0.28687 | 0.22563
2019-01-15 10:00 | 43480.4167 | 0.08784 | 0.056905 | 2019-01-15 10:00 | 43480.4167 | 0.27947 | 0.22217
2019-01-15 11:00 | 43480.4583 | 0.08679 | 0.056452 | 2019-01-15 11:00 | 43480.4583 | 0.26961 | 0.21465
2019-01-15 12:00 | 43480.5 | 0.1521 | 0.055359 | 2019-01-15 12:00 | 43480.5 | 0.26224 | 0.20816
2019-01-15 13:00 | 43480.5417 | 0.15241 | 0.055455 | 2019-01-15 13:00 | 43480.5417 | 0.25189 | 0.19973
2019-01-15 14:00 | 43480.5833 | 0.15233 | 0.055455 | 2019-01-15 14:00 | 43480.5833 | 0.25625 | 0.20282
2019-01-15 15:00 | 43480.625 | 0.15248 | 0.055513 | 2019-01-15 15:00 | 43480.625 | 0.2709 | 0.21371
2019-01-15 16:00 | 43480.6667 | 0.15249 | 0.055488 | 2019-01-15 16:00 | 43480.6667 | 0.27889 | 0.21838
2019-01-15 17:00 | 43480.7083 | 0.15697 | 0.057366 | 2019-01-15 17:00 | 43480.7083 | 0.29671 | 0.23149
2019-01-15 18:00 | 43480.75 | 0.16221 | 0.059489 | 2019-01-15 18:00 | 43480.75 | 0.33966 | 0.26685
2019-01-15 19:00 | 43480.7917 | 0.16315 | 0.059879 | 2019-01-15 19:00 | 43480.7917 | 0.33175 | 0.26124
2019-01-15 20:00 | 43480.8333 | 0.16149 | 0.059194 | 2019-01-15 20:00 | 43480.8333 | 0.30971 | 0.2435
2019-01-15 21:00 | 43480.875 | 0.16073 | 0.058853 | 2019-01-15 21:00 | 43480.875 | 0.29149 | 0.22768
2019-01-15 22:00 | 43480.9167 | 0.09096 | 0.058666 | 2019-01-15 22:00 | 43480.9167 | 0.28512 | 0.22244
2019-01-15 23:00 | 43480.9583 | 0.08892 | 0.057814 | 2019-01-15 23:00 | 43480.9583 | 0.27881 | 0.21673
2019-01-16 | 43481 | 0.09043 | 0.058703 | 2019-01-16 | 43481 | 0.29217 | 0.22565
2019-01-16 01:00 | 43481.0417 | 0.0888 | 0.058026 | 2019-01-16 01:00 | 43481.0417 | 0.28361 | 0.21571
2019-01-16 02:00 | 43481.0833 | 0.08599 | 0.056863 | 2019-01-16 02:00 | 43481.0833 | 0.27519 | 0.20735
2019-01-16 03:00 | 43481.125 | 0.0834 | 0.055762 | 2019-01-16 03:00 | 43481.125 | 0.26391 | 0.19695
2019-01-16 04:00 | 43481.1667 | 0.08005 | 0.054271 | 2019-01-16 04:00 | 43481.1667 | 0.2518 | 0.18643
2019-01-16 05:00 | 43481.2083 | 0.08292 | 0.055463 | 2019-01-16 05:00 | 43481.2083 | 0.25156 | 0.18633
2019-01-16 06:00 | 43481.25 | 0.08608 | 0.05668 | 2019-01-16 06:00 | 43481.25 | 0.26384 | 0.19774
2019-01-16 07:00 | 43481.2917 | 0.08854 | 0.057615 | 2019-01-16 07:00 | 43481.2917 | 0.26257 | 0.19981
2019-01-16 08:00 | 43481.3333 | 0.08791 | 0.057004 | 2019-01-16 08:00 | 43481.3333 | 0.26029 | 0.19977
2019-01-16 09:00 | 43481.375 | 0.08827 | 0.057087 | 2019-01-16 09:00 | 43481.375 | 0.26243 | 0.20459
2019-01-16 10:00 | 43481.4167 | 0.08751 | 0.056689 | 2019-01-16 10:00 | 43481.4167 | 0.25901 | 0.20423
2019-01-16 11:00 | 43481.4583 | 0.08618 | 0.056157 | 2019-01-16 11:00 | 43481.4583 | 0.25784 | 0.20416
2019-01-16 12:00 | 43481.5 | 0.15222 | 0.055438 | 2019-01-16 12:00 | 43481.5 | 0.25923 | 0.20488
2019-01-16 13:00 | 43481.5417 | 0.15239 | 0.055505 | 2019-01-16 13:00 | 43481.5417 | 0.24634 | 0.19475
2019-01-16 14:00 | 43481.5833 | 0.15136 | 0.055052 | 2019-01-16 14:00 | 43481.5833 | 0.24296 | 0.19163
2019-01-16 15:00 | 43481.625 | 0.1512 | 0.054985 | 2019-01-16 15:00 | 43481.625 | 0.25075 | 0.19665
2019-01-16 16:00 | 43481.6667 | 0.1511 | 0.054944 | 2019-01-16 16:00 | 43481.6667 | 0.25796 | 0.20075
2019-01-16 17:00 | 43481.7083 | 0.15237 | 0.055471 | 2019-01-16 17:00 | 43481.7083 | 0.28623 | 0.22249
2019-01-16 18:00 | 43481.75 | 0.15782 | 0.057715 | 2019-01-16 18:00 | 43481.75 | 0.32788 | 0.25715
2019-01-16 19:00 | 43481.7917 | 0.15897 | 0.058155 | 2019-01-16 19:00 | 43481.7917 | 0.33773 | 0.26509
2019-01-16 20:00 | 43481.8333 | 0.1586 | 0.058039 | 2019-01-16 20:00 | 43481.8333 | 0.32741 | 0.25686
2019-01-16 21:00 | 43481.875 | 0.16086 | 0.05894 | 2019-01-16 21:00 | 43481.875 | 0.31598 | 0.24793
2019-01-16 22:00 | 43481.9167 | 0.08961 | 0.058076 | 2019-01-16 22:00 | 43481.9167 | 0.29221 | 0.22827
2019-01-16 23:00 | 43481.9583 | 0.08823 | 0.057515 | 2019-01-16 23:00 | 43481.9583 | 0.27293 | 0.21257
2019-01-17 | 43482 | 0.08707 | 0.057237 | 2019-01-17 | 43482 | 0.32378 | 0.25115
2019-01-17 01:00 | 43482.0417 | 0.08562 | 0.056672 | 2019-01-17 01:00 | 43482.0417 | 0.31603 | 0.24135
2019-01-17 02:00 | 43482.0833 | 0.07788 | 0.053299 | 2019-01-17 02:00 | 43482.0833 | 0.30512 | 0.2315
2019-01-17 03:00 | 43482.125 | 0.07329 | 0.051292 | 2019-01-17 03:00 | 43482.125 | 0.28472 | 0.21392
2019-01-17 04:00 | 43482.1667 | 0.07002 | 0.049867 | 2019-01-17 04:00 | 43482.1667 | 0.27728 | 0.20877
2019-01-17 05:00 | 43482.2083 | 0.07177 | 0.050578 | 2019-01-17 05:00 | 43482.2083 | 0.29258 | 0.22186
2019-01-17 06:00 | 43482.25 | 0.07807 | 0.053203 | 2019-01-17 06:00 | 43482.25 | 0.31688 | 0.2486
2019-01-17 07:00 | 43482.2917 | 0.08462 | 0.055887 | 2019-01-17 07:00 | 43482.2917 | 0.33824 | 0.27122
2019-01-17 08:00 | 43482.3333 | 0.08336 | 0.055014 | 2019-01-17 08:00 | 43482.3333 | 0.35517 | 0.26384
2019-01-17 09:00 | 43482.375 | 0.08266 | 0.054645 | 2019-01-17 09:00 | 43482.375 | 0.34204 | 0.2534
2019-01-17 10:00 | 43482.4167 | 0.08232 | 0.054466 | 2019-01-17 10:00 | 43482.4167 | 0.39471 | 0.24079
2019-01-17 11:00 | 43482.4583 | 0.08176 | 0.054225 | 2019-01-17 11:00 | 43482.4583 | 0.38812 | 0.23536
2019-01-17 12:00 | 43482.5 | 0.14874 | 0.054001 | 2019-01-17 12:00 | 43482.5 | 0.38793 | 0.23536
2019-01-17 13:00 | 43482.5417 | 0.14896 | 0.054059 | 2019-01-17 13:00 | 43482.5417 | 0.38766 | 0.23489
2019-01-17 14:00 | 43482.5833 | 0.14745 | 0.05344 | 2019-01-17 14:00 | 43482.5833 | 0.31712 | 0.23376
2019-01-17 15:00 | 43482.625 | 0.14781 | 0.05356 | 2019-01-17 15:00 | 43482.625 | 0.31218 | 0.22884
2019-01-17 16:00 | 43482.6667 | 0.1493 | 0.054171 | 2019-01-17 16:00 | 43482.6667 | 0.32012 | 0.23474
2019-01-17 17:00 | 43482.7083 | 0.15129 | 0.055023 | 2019-01-17 17:00 | 43482.7083 | 0.33736 | 0.24836
2019-01-17 18:00 | 43482.75 | 0.156 | 0.056967 | 2019-01-17 18:00 | 43482.75 | 0.42645 | 0.26394
2019-01-17 19:00 | 43482.7917 | 0.15904 | 0.058217 | 2019-01-17 19:00 | 43482.7917 | 0.45294 | 0.28537
2019-01-17 20:00 | 43482.8333 | 0.15623 | 0.057033 | 2019-01-17 20:00 | 43482.8333 | 0.44398 | 0.27665
2019-01-17 21:00 | 43482.875 | 0.1554 | 0.056655 | 2019-01-17 21:00 | 43482.875 | 0.42158 | 0.25724
2019-01-17 22:00 | 43482.9167 | 0.08652 | 0.056743 | 2019-01-17 22:00 | 43482.9167 | 0.34239 | 0.24829
2019-01-17 23:00 | 43482.9583 | 0.0865 | 0.056763 | 2019-01-17 23:00 | 43482.9583 | 0.32127 | 0.22933
2019-01-18 | 43483 | 0.08815 | 0.057677 | 2019-01-18 | 43483 | 0.2749 | 0.21363
2019-01-18 01:00 | 43483.0417 | 0.08634 | 0.056984 | 2019-01-18 01:00 | 43483.0417 | 0.26397 | 0.20317
2019-01-18 02:00 | 43483.0833 | 0.08111 | 0.054736 | 2019-01-18 02:00 | 43483.0833 | 0.26172 | 0.20022
2019-01-18 03:00 | 43483.125 | 0.07761 | 0.053211 | 2019-01-18 03:00 | 43483.125 | 0.25494 | 0.19428
2019-01-18 04:00 | 43483.1667 | 0.07667 | 0.052796 | 2019-01-18 04:00 | 43483.1667 | 0.25454 | 0.19378
2019-01-18 05:00 | 43483.2083 | 0.07987 | 0.054134 | 2019-01-18 05:00 | 43483.2083 | 0.26685 | 0.20473
2019-01-18 06:00 | 43483.25 | 0.08517 | 0.056286 | 2019-01-18 06:00 | 43483.25 | 0.28577 | 0.22388
2019-01-18 07:00 | 43483.2917 | 0.08996 | 0.058201 | 2019-01-18 07:00 | 43483.2917 | 0.2846 | 0.22774
2019-01-18 08:00 | 43483.3333 | 0.08973 | 0.057785 | 2019-01-18 08:00 | 43483.3333 | 0.32016 | 0.23537
2019-01-18 09:00 | 43483.375 | 0.08899 | 0.057432 | 2019-01-18 09:00 | 43483.375 | 0.31506 | 0.23173
2019-01-18 10:00 | 43483.4167 | 0.08885 | 0.057337 | 2019-01-18 10:00 | 43483.4167 | 0.37024 | 0.22122
2019-01-18 11:00 | 43483.4583 | 0.08681 | 0.05646 | 2019-01-18 11:00 | 43483.4583 | 0.36535 | 0.21731
2019-01-18 12:00 | 43483.5 | 0.15247 | 0.055509 | 2019-01-18 12:00 | 43483.5 | 0.3643 | 0.2166
2019-01-18 13:00 | 43483.5417 | 0.15145 | 0.055085 | 2019-01-18 13:00 | 43483.5417 | 0.36408 | 0.2166
2019-01-18 14:00 | 43483.5833 | 0.15057 | 0.054728 | 2019-01-18 14:00 | 43483.5833 | 0.29384 | 0.21529
2019-01-18 15:00 | 43483.625 | 0.15183 | 0.055214 | 2019-01-18 15:00 | 43483.625 | 0.291 | 0.21212
2019-01-18 16:00 | 43483.6667 | 0.15282 | 0.055621 | 2019-01-18 16:00 | 43483.6667 | 0.29961 | 0.21794
2019-01-18 17:00 | 43483.7083 | 0.15391 | 0.05607 | 2019-01-18 17:00 | 43483.7083 | 0.31706 | 0.23166
2019-01-18 18:00 | 43483.75 | 0.15497 | 0.05651 | 2019-01-18 18:00 | 43483.75 | 0.41506 | 0.25468
2019-01-18 19:00 | 43483.7917 | 0.15861 | 0.058043 | 2019-01-18 19:00 | 43483.7917 | 0.43762 | 0.2721
2019-01-18 20:00 | 43483.8333 | 0.15818 | 0.057835 | 2019-01-18 20:00 | 43483.8333 | 0.42239 | 0.25919
2019-01-18 21:00 | 43483.875 | 0.15544 | 0.056676 | 2019-01-18 21:00 | 43483.875 | 0.39987 | 0.23996
2019-01-18 22:00 | 43483.9167 | 0.08684 | 0.056946 | 2019-01-18 22:00 | 43483.9167 | 0.31433 | 0.22579
2019-01-18 23:00 | 43483.9583 | 0.08731 | 0.057212 | 2019-01-18 23:00 | 43483.9583 | 0.30099 | 0.21344
2019-01-19 | 43484 | 0.0903 | 0.058645 | 2019-01-19 | 43484 | 0.28553 | 0.22291
2019-01-19 01:00 | 43484.0417 | 0.08858 | 0.057931 | 2019-01-19 01:00 | 43484.0417 | 0.27715 | 0.21444
2019-01-19 02:00 | 43484.0833 | 0.08392 | 0.055957 | 2019-01-19 02:00 | 43484.0833 | 0.26358 | 0.20211
2019-01-19 03:00 | 43484.125 | 0.07846 | 0.053606 | 2019-01-19 03:00 | 43484.125 | 0.2526 | 0.19277
2019-01-19 04:00 | 43484.1667 | 0.07435 | 0.051841 | 2019-01-19 04:00 | 43484.1667 | 0.24687 | 0.18793
2019-01-19 05:00 | 43484.2083 | 0.07546 | 0.052268 | 2019-01-19 05:00 | 43484.2083 | 0.25339 | 0.1944
2019-01-19 06:00 | 43484.25 | 0.07696 | 0.052896 | 2019-01-19 06:00 | 43484.25 | 0.28332 | 0.22254
2019-01-19 07:00 | 43484.2917 | 0.08224 | 0.055139 | 2019-01-19 07:00 | 43484.2917 | 0.28332 | 0.22668
2019-01-19 08:00 | 43484.3333 | 0.0842 | 0.055833 | 2019-01-19 08:00 | 43484.3333 | 0.3238 | 0.23887
2019-01-19 09:00 | 43484.375 | 0.08721 | 0.057042 | 2019-01-19 09:00 | 43484.375 | 0.31319 | 0.23058
2019-01-19 10:00 | 43484.4167 | 0.08602 | 0.056456 | 2019-01-19 10:00 | 43484.4167 | 0.36391 | 0.21591
2019-01-19 11:00 | 43484.4583 | 0.08559 | 0.05624 | 2019-01-19 11:00 | 43484.4583 | 0.35364 | 0.20729
2019-01-19 12:00 | 43484.5 | 0.1527 | 0.055579 | 2019-01-19 12:00 | 43484.5 | 0.354 | 0.20725
2019-01-19 13:00 | 43484.5417 | 0.14966 | 0.054296 | 2019-01-19 13:00 | 43484.5417 | 0.35348 | 0.20663
2019-01-19 14:00 | 43484.5833 | 0.14988 | 0.054387 | 2019-01-19 14:00 | 43484.5833 | 0.25243 | 0.18004
2019-01-19 15:00 | 43484.625 | 0.14794 | 0.053565 | 2019-01-19 15:00 | 43484.625 | 0.2524 | 0.17937
2019-01-19 16:00 | 43484.6667 | 0.14946 | 0.054188 | 2019-01-19 16:00 | 43484.6667 | 0.25848 | 0.18393
2019-01-19 17:00 | 43484.7083 | 0.15313 | 0.055696 | 2019-01-19 17:00 | 43484.7083 | 0.29964 | 0.21737
2019-01-19 18:00 | 43484.75 | 0.15566 | 0.056767 | 2019-01-19 18:00 | 43484.75 | 0.39494 | 0.23783
2019-01-19 19:00 | 43484.7917 | 0.15685 | 0.057258 | 2019-01-19 19:00 | 43484.7917 | 0.42019 | 0.25951
2019-01-19 20:00 | 43484.8333 | 0.15392 | 0.056053 | 2019-01-19 20:00 | 43484.8333 | 0.41415 | 0.25394
2019-01-19 21:00 | 43484.875 | 0.15315 | 0.055737 | 2019-01-19 21:00 | 43484.875 | 0.37662 | 0.22205
2019-01-19 22:00 | 43484.9167 | 0.08519 | 0.056327 | 2019-01-19 22:00 | 43484.9167 | 0.29173 | 0.20854
2019-01-19 23:00 | 43484.9583 | 0.0828 | 0.055318 | 2019-01-19 23:00 | 43484.9583 | 0.27145 | 0.19082
2019-01-20 | 43485 | 0.08684 | 0.057137 | 2019-01-20 | 43485 | 0.25149 | 0.19353
2019-01-20 01:00 | 43485.0417 | 0.08348 | 0.055737 | 2019-01-20 01:00 | 43485.0417 | 0.24345 | 0.18475
2019-01-20 02:00 | 43485.0833 | 0.08037 | 0.054441 | 2019-01-20 02:00 | 43485.0833 | 0.23802 | 0.17908
2019-01-20 03:00 | 43485.125 | 0.07375 | 0.051554 | 2019-01-20 03:00 | 43485.125 | 0.22879 | 0.17096
2019-01-20 04:00 | 43485.1667 | 0.07045 | 0.050133 | 2019-01-20 04:00 | 43485.1667 | 0.22497 | 0.1677
2019-01-20 05:00 | 43485.2083 | 0.07058 | 0.050166 | 2019-01-20 05:00 | 43485.2083 | 0.23369 | 0.17598
2019-01-20 06:00 | 43485.25 | 0.07076 | 0.050191 | 2019-01-20 06:00 | 43485.25 | 0.2398 | 0.18466
2019-01-20 07:00 | 43485.2917 | 0.07345 | 0.051338 | 2019-01-20 07:00 | 43485.2917 | 0.2602 | 0.20591
2019-01-20 08:00 | 43485.3333 | 0.0723 | 0.050723 | 2019-01-20 08:00 | 43485.3333 | 0.29963 | 0.21783
2019-01-20 09:00 | 43485.375 | 0.0821 | 0.054919 | 2019-01-20 09:00 | 43485.375 | 0.29733 | 0.21631
2019-01-20 10:00 | 43485.4167 | 0.08541 | 0.056261 | 2019-01-20 10:00 | 43485.4167 | 0.35257 | 0.20591
2019-01-20 11:00 | 43485.4583 | 0.08413 | 0.055708 | 2019-01-20 11:00 | 43485.4583 | 0.32745 | 0.18471
2019-01-20 12:00 | 43485.5 | 0.15144 | 0.055031 | 2019-01-20 12:00 | 43485.5 | 0.31227 | 0.17217
2019-01-20 13:00 | 43485.5417 | 0.14853 | 0.053806 | 2019-01-20 13:00 | 43485.5417 | 0.31184 | 0.17155
2019-01-20 14:00 | 43485.5833 | 0.14397 | 0.051928 | 2019-01-20 14:00 | 43485.5833 | 0.23253 | 0.16284
2019-01-20 15:00 | 43485.625 | 0.14094 | 0.050661 | 2019-01-20 15:00 | 43485.625 | 0.23031 | 0.16042
2019-01-20 16:00 | 43485.6667 | 0.14393 | 0.051886 | 2019-01-20 16:00 | 43485.6667 | 0.23518 | 0.16378
2019-01-20 17:00 | 43485.7083 | 0.1537 | 0.055932 | 2019-01-20 17:00 | 43485.7083 | 0.28253 | 0.20218
2019-01-20 18:00 | 43485.75 | 0.1561 | 0.05695 | 2019-01-20 18:00 | 43485.75 | 0.36864 | 0.21524
2019-01-20 19:00 | 43485.7917 | 0.15849 | 0.057931 | 2019-01-20 19:00 | 43485.7917 | 0.39701 | 0.23911
2019-01-20 20:00 | 43485.8333 | 0.15806 | 0.057756 | 2019-01-20 20:00 | 43485.8333 | 0.37467 | 0.22036
2019-01-20 21:00 | 43485.875 | 0.15577 | 0.056813 | 2019-01-20 21:00 | 43485.875 | 0.36196 | 0.20874
2019-01-20 22:00 | 43485.9167 | 0.08638 | 0.056713 | 2019-01-20 22:00 | 43485.9167 | 0.26564 | 0.18624
2019-01-20 23:00 | 43485.9583 | 0.08251 | 0.055039 | 2019-01-20 23:00 | 43485.9583 | 0.25468 | 0.17617
2019-01-21 | 43486 | 0.07412 | 0.051575 | 2019-01-21 | 43486 | 0.23385 | 0.17975
2019-01-21 01:00 | 43486.0417 | 0.07188 | 0.050677 | 2019-01-21 01:00 | 43486.0417 | 0.21626 | 0.16313
2019-01-21 02:00 | 43486.0833 | 0.07089 | 0.050279 | 2019-01-21 02:00 | 43486.0833 | 0.2122 | 0.15931
2019-01-21 03:00 | 43486.125 | 0.07004 | 0.049934 | 2019-01-21 03:00 | 43486.125 | 0.20658 | 0.1547
2019-01-21 04:00 | 43486.1667 | 0.06968 | 0.049772 | 2019-01-21 04:00 | 43486.1667 | 0.20671 | 0.15467
2019-01-21 05:00 | 43486.2083 | 0.07149 | 0.050486 | 2019-01-21 05:00 | 43486.2083 | 0.21139 | 0.1592
2019-01-21 06:00 | 43486.25 | 0.0834 | 0.055517 | 2019-01-21 06:00 | 43486.25 | 0.21108 | 0.16136
2019-01-21 07:00 | 43486.2917 | 0.08715 | 0.057017 | 2019-01-21 07:00 | 43486.2917 | 0.23442 | 0.18473
2019-01-21 08:00 | 43486.3333 | 0.08671 | 0.056551 | 2019-01-21 08:00 | 43486.3333 | 0.28292 | 0.20495
2019-01-21 09:00 | 43486.375 | 0.08755 | 0.056813 | 2019-01-21 09:00 | 43486.375 | 0.28132 | 0.20392
2019-01-21 10:00 | 43486.4167 | 0.08691 | 0.056468 | 2019-01-21 10:00 | 43486.4167 | 0.32592 | 0.1843
2019-01-21 11:00 | 43486.4583 | 0.08538 | 0.055812 | 2019-01-21 11:00 | 43486.4583 | 0.30052 | 0.1627
2019-01-21 12:00 | 43486.5 | 0.15229 | 0.055434 | 2019-01-21 12:00 | 43486.5 | 0.2989 | 0.16125
2019-01-21 13:00 | 43486.5417 | 0.15123 | 0.055027 | 2019-01-21 13:00 | 43486.5417 | 0.29964 | 0.16153
2019-01-21 14:00 | 43486.5833 | 0.15079 | 0.054815 | 2019-01-21 14:00 | 43486.5833 | 0.2303 | 0.16083
2019-01-21 15:00 | 43486.625 | 0.15121 | 0.054989 | 2019-01-21 15:00 | 43486.625 | 0.22958 | 0.15973
2019-01-21 16:00 | 43486.6667 | 0.1513 | 0.055027 | 2019-01-21 16:00 | 43486.6667 | 0.23439 | 0.1627
2019-01-21 17:00 | 43486.7083 | 0.15301 | 0.055733 | 2019-01-21 17:00 | 43486.7083 | 0.26097 | 0.1844
2019-01-21 18:00 | 43486.75 | 0.15543 | 0.05673 | 2019-01-21 18:00 | 43486.75 | 0.35705 | 0.20573
2019-01-21 19:00 | 43486.7917 | 0.15866 | 0.058064 | 2019-01-21 19:00 | 43486.7917 | 0.36778 | 0.21428
2019-01-21 20:00 | 43486.8333 | 0.16009 | 0.058654 | 2019-01-21 20:00 | 43486.8333 | 0.36768 | 0.21428
2019-01-21 21:00 | 43486.875 | 0.15644 | 0.057116 | 2019-01-21 21:00 | 43486.875 | 0.3623 | 0.20917
2019-01-21 22:00 | 43486.9167 | 0.08641 | 0.056626 | 2019-01-21 22:00 | 43486.9167 | 0.28451 | 0.20129
2019-01-21 23:00 | 43486.9583 | 0.08442 | 0.0558 | 2019-01-21 23:00 | 43486.9583 | 0.26513 | 0.18457
2019-01-22 | 43487 | 0.08328 | 0.055592 | 2019-01-22 | 43487 | 0.25079 | 0.19255
2019-01-22 01:00 | 43487.0417 | 0.07704 | 0.0529 | 2019-01-22 01:00 | 43487.0417 | 0.23275 | 0.17473
2019-01-22 02:00 | 43487.0833 | 0.07485 | 0.051974 | 2019-01-22 02:00 | 43487.0833 | 0.22544 | 0.16819
2019-01-22 03:00 | 43487.125 | 0.07063 | 0.050158 | 2019-01-22 03:00 | 43487.125 | 0.22491 | 0.16663
2019-01-22 04:00 | 43487.1667 | 0.06985 | 0.049797 | 2019-01-22 04:00 | 43487.1667 | 0.22577 | 0.16673
2019-01-22 05:00 | 43487.2083 | 0.07227 | 0.050794 | 2019-01-22 05:00 | 43487.2083 | 0.22649 | 0.16773
2019-01-22 06:00 | 43487.25 | 0.08231 | 0.055106 | 2019-01-22 06:00 | 43487.25 | 0.22648 | 0.16967
2019-01-22 07:00 | 43487.2917 | 0.0883 | 0.057515 | 2019-01-22 07:00 | 43487.2917 | 0.22371 | 0.16967
2019-01-22 08:00 | 43487.3333 | 0.08741 | 0.056855 | 2019-01-22 08:00 | 43487.3333 | 0.21894 | 0.16871
2019-01-22 09:00 | 43487.375 | 0.08772 | 0.056917 | 2019-01-22 09:00 | 43487.375 | 0.2329 | 0.18203
2019-01-22 10:00 | 43487.4167 | 0.08712 | 0.056593 | 2019-01-22 10:00 | 43487.4167 | 0.23772 | 0.188
2019-01-22 11:00 | 43487.4583 | 0.08619 | 0.056194 | 2019-01-22 11:00 | 43487.4583 | 0.2318 | 0.18373
2019-01-22 12:00 | 43487.5 | 0.15235 | 0.055459 | 2019-01-22 12:00 | 43487.5 | 0.23261 | 0.18412
2019-01-22 13:00 | 43487.5417 | 0.15126 | 0.054981 | 2019-01-22 13:00 | 43487.5417 | 0.24096 | 0.19075
2019-01-22 14:00 | 43487.5833 | 0.15001 | 0.054499 | 2019-01-22 14:00 | 43487.5833 | 0.24002 | 0.18972
2019-01-22 15:00 | 43487.625 | 0.14706 | 0.053282 | 2019-01-22 15:00 | 43487.625 | 0.24307 | 0.19123
2019-01-22 16:00 | 43487.6667 | 0.14678 | 0.053133 | 2019-01-22 16:00 | 43487.6667 | 0.24801 | 0.19364
2019-01-22 17:00 | 43487.7083 | 0.14781 | 0.05359 | 2019-01-22 17:00 | 43487.7083 | 0.26264 | 0.20472
2019-01-22 18:00 | 43487.75 | 0.15186 | 0.05523 | 2019-01-22 18:00 | 43487.75 | 0.29105 | 0.22718
2019-01-22 19:00 | 43487.7917 | 0.15367 | 0.055974 | 2019-01-22 19:00 | 43487.7917 | 0.31241 | 0.24503
2019-01-22 20:00 | 43487.8333 | 0.15496 | 0.056506 | 2019-01-22 20:00 | 43487.8333 | 0.29017 | 0.22751
2019-01-22 21:00 | 43487.875 | 0.15426 | 0.05619 | 2019-01-22 21:00 | 43487.875 | 0.27151 | 0.21173
2019-01-22 22:00 | 43487.9167 | 0.08442 | 0.055833 | 2019-01-22 22:00 | 43487.9167 | 0.26042 | 0.20273
2019-01-22 23:00 | 43487.9583 | 0.06993 | 0.049585 | 2019-01-22 23:00 | 43487.9583 | 0.25437 | 0.19673
2019-01-23 | 43488 | 0.06994 | 0.04978 | 2019-01-23 | 43488 | 0.25717 | 0.19687
2019-01-23 01:00 | 43488.0417 | 0.06966 | 0.049689 | 2019-01-23 01:00 | 43488.0417 | 0.25048 | 0.18973
2019-01-23 02:00 | 43488.0833 | 0.06822 | 0.049111 | 2019-01-23 02:00 | 43488.0833 | 0.24952 | 0.18763
2019-01-23 03:00 | 43488.125 | 0.06793 | 0.049007 | 2019-01-23 03:00 | 43488.125 | 0.24123 | 0.17946
2019-01-23 04:00 | 43488.1667 | 0.0673 | 0.048708 | 2019-01-23 04:00 | 43488.1667 | 0.24141 | 0.17877
2019-01-23 05:00 | 43488.2083 | 0.06762 | 0.0488 | 2019-01-23 05:00 | 43488.2083 | 0.24195 | 0.17922
2019-01-23 06:00 | 43488.25 | 0.06822 | 0.048928 | 2019-01-23 06:00 | 43488.25 | 0.24003 | 0.17965
2019-01-23 07:00 | 43488.2917 | 0.08074 | 0.054238 | 2019-01-23 07:00 | 43488.2917 | 0.24973 | 0.18947
2019-01-23 08:00 | 43488.3333 | 0.0826 | 0.054719 | 2019-01-23 08:00 | 43488.3333 | 0.2485 | 0.18954
2019-01-23 09:00 | 43488.375 | 0.08261 | 0.054657 | 2019-01-23 09:00 | 43488.375 | 0.2512 | 0.19487
2019-01-23 10:00 | 43488.4167 | 0.08223 | 0.054429 | 2019-01-23 10:00 | 43488.4167 | 0.24809 | 0.19496
2019-01-23 11:00 | 43488.4583 | 0.08207 | 0.054391 | 2019-01-23 11:00 | 43488.4583 | 0.24791 | 0.19552
2019-01-23 12:00 | 43488.5 | 0.14851 | 0.053909 | 2019-01-23 12:00 | 43488.5 | 0.24779 | 0.19509
2019-01-23 13:00 | 43488.5417 | 0.14734 | 0.053423 | 2019-01-23 13:00 | 43488.5417 | 0.23608 | 0.18598
2019-01-23 14:00 | 43488.5833 | 0.1428 | 0.051521 | 2019-01-23 14:00 | 43488.5833 | 0.23432 | 0.18418
2019-01-23 15:00 | 43488.625 | 0.1414 | 0.050947 | 2019-01-23 15:00 | 43488.625 | 0.24262 | 0.18971
2019-01-23 16:00 | 43488.6667 | 0.14224 | 0.051292 | 2019-01-23 16:00 | 43488.6667 | 0.24999 | 0.19368
2019-01-23 17:00 | 43488.7083 | 0.14676 | 0.053157 | 2019-01-23 17:00 | 43488.7083 | 0.27659 | 0.21462
2019-01-23 18:00 | 43488.75 | 0.15046 | 0.054682 | 2019-01-23 18:00 | 43488.75 | 0.30634 | 0.23921
2019-01-23 19:00 | 43488.7917 | 0.15175 | 0.055181 | 2019-01-23 19:00 | 43488.7917 | 0.31217 | 0.24393
2019-01-23 20:00 | 43488.8333 | 0.15331 | 0.055858 | 2019-01-23 20:00 | 43488.8333 | 0.31745 | 0.24873
2019-01-23 21:00 | 43488.875 | 0.1538 | 0.056032 | 2019-01-23 21:00 | 43488.875 | 0.31509 | 0.24703
2019-01-23 22:00 | 43488.9167 | 0.08449 | 0.055862 | 2019-01-23 22:00 | 43488.9167 | 0.28517 | 0.22253
2019-01-23 23:00 | 43488.9583 | 0.06935 | 0.049336 | 2019-01-23 23:00 | 43488.9583 | 0.26272 | 0.204
2019-01-24 | 43489 | 0.06863 | 0.049211 | 2019-01-24 | 43489 | 0.24933 | 0.19003
2019-01-24 01:00 | 43489.0417 | 0.06776 | 0.048887 | 2019-01-24 01:00 | 43489.0417 | 0.23932 | 0.1797
2019-01-24 02:00 | 43489.0833 | 0.06676 | 0.048451 | 2019-01-24 02:00 | 43489.0833 | 0.23936 | 0.17866
2019-01-24 03:00 | 43489.125 | 0.06624 | 0.048222 | 2019-01-24 03:00 | 43489.125 | 0.23831 | 0.17706
2019-01-24 04:00 | 43489.1667 | 0.06638 | 0.048285 | 2019-01-24 04:00 | 43489.1667 | 0.23813 | 0.17722
2019-01-24 05:00 | 43489.2083 | 0.06712 | 0.048555 | 2019-01-24 05:00 | 43489.2083 | 0.25193 | 0.1897
2019-01-24 06:00 | 43489.25 | 0.06769 | 0.048696 | 2019-01-24 06:00 | 43489.25 | 0.28775 | 0.22452
2019-01-24 07:00 | 43489.2917 | 0.07811 | 0.05307 | 2019-01-24 07:00 | 43489.2917 | 0.297 | 0.23726
2019-01-24 08:00 | 43489.3333 | 0.08186 | 0.054366 | 2019-01-24 08:00 | 43489.3333 | 0.33004 | 0.2432
2019-01-24 09:00 | 43489.375 | 0.08256 | 0.054603 | 2019-01-24 09:00 | 43489.375 | 0.3296 | 0.24319
2019-01-24 10:00 | 43489.4167 | 0.08243 | 0.054516 | 2019-01-24 10:00 | 43489.4167 | 0.39252 | 0.23925
2019-01-24 11:00 | 43489.4583 | 0.08165 | 0.054179 | 2019-01-24 11:00 | 43489.4583 | 0.38612 | 0.23369
2019-01-24 12:00 | 43489.5 | 0.14742 | 0.053457 | 2019-01-24 12:00 | 43489.5 | 0.38244 | 0.23091
2019-01-24 13:00 | 43489.5417 | 0.14585 | 0.052779 | 2019-01-24 13:00 | 43489.5417 | 0.38198 | 0.23033
2019-01-24 14:00 | 43489.5833 | 0.14122 | 0.050873 | 2019-01-24 14:00 | 43489.5833 | 0.31145 | 0.22909
2019-01-24 15:00 | 43489.625 | 0.14007 | 0.05037 | 2019-01-24 15:00 | 43489.625 | 0.3137 | 0.23019
2019-01-24 16:00 | 43489.6667 | 0.14247 | 0.051363 | 2019-01-24 16:00 | 43489.6667 | 0.31598 | 0.23145
2019-01-24 17:00 | 43489.7083 | 0.14849 | 0.053868 | 2019-01-24 17:00 | 43489.7083 | 0.32648 | 0.2397
2019-01-24 18:00 | 43489.75 | 0.15172 | 0.055201 | 2019-01-24 18:00 | 43489.75 | 0.42761 | 0.2646
2019-01-24 19:00 | 43489.7917 | 0.15365 | 0.055995 | 2019-01-24 19:00 | 43489.7917 | 0.46741 | 0.29706
2019-01-24 20:00 | 43489.8333 | 0.15462 | 0.056369 | 2019-01-24 20:00 | 43489.8333 | 0.44156 | 0.27471
2019-01-24 21:00 | 43489.875 | 0.15511 | 0.056539 | 2019-01-24 21:00 | 43489.875 | 0.41217 | 0.24971
2019-01-24 22:00 | 43489.9167 | 0.0857 | 0.056385 | 2019-01-24 22:00 | 43489.9167 | 0.32575 | 0.23475
2019-01-24 23:00 | 43489.9583 | 0.08078 | 0.054287 | 2019-01-24 23:00 | 43489.9583 | 0.30283 | 0.21475
2019-01-25 | 43490 | 0.06979 | 0.049689 | 2019-01-25 | 43490 | 0.28225 | 0.21982
2019-01-25 01:00 | 43490.0417 | 0.07005 | 0.049884 | 2019-01-25 01:00 | 43490.0417 | 0.2751 | 0.21247
2019-01-25 02:00 | 43490.0833 | 0.06943 | 0.049639 | 2019-01-25 02:00 | 43490.0833 | 0.26492 | 0.2033
2019-01-25 03:00 | 43490.125 | 0.06927 | 0.049568 | 2019-01-25 03:00 | 43490.125 | 0.25625 | 0.19577
2019-01-25 04:00 | 43490.1667 | 0.06934 | 0.049601 | 2019-01-25 04:00 | 43490.1667 | 0.25969 | 0.19837
2019-01-25 05:00 | 43490.2083 | 0.0694 | 0.049572 | 2019-01-25 05:00 | 43490.2083 | 0.27847 | 0.21455
2019-01-25 06:00 | 43490.25 | 0.06962 | 0.049535 | 2019-01-25 06:00 | 43490.25 | 0.28565 | 0.22448
2019-01-25 07:00 | 43490.2917 | 0.08243 | 0.05494 | 2019-01-25 07:00 | 43490.2917 | 0.28485 | 0.22804
2019-01-25 08:00 | 43490.3333 | 0.08395 | 0.055301 | 2019-01-25 08:00 | 43490.3333 | 0.32106 | 0.23613
2019-01-25 09:00 | 43490.375 | 0.08424 | 0.055388 | 2019-01-25 09:00 | 43490.375 | 0.31877 | 0.23483
2019-01-25 10:00 | 43490.4167 | 0.08375 | 0.055147 | 2019-01-25 10:00 | 43490.4167 | 0.37742 | 0.22724
2019-01-25 11:00 | 43490.4583 | 0.08328 | 0.054944 | 2019-01-25 11:00 | 43490.4583 | 0.37159 | 0.22256
2019-01-25 12:00 | 43490.5 | 0.14998 | 0.054483 | 2019-01-25 12:00 | 43490.5 | 0.36741 | 0.21923
2019-01-25 13:00 | 43490.5417 | 0.14905 | 0.054096 | 2019-01-25 13:00 | 43490.5417 | 0.36367 | 0.21626
2019-01-25 14:00 | 43490.5833 | 0.1463 | 0.052966 | 2019-01-25 14:00 | 43490.5833 | 0.29481 | 0.21608
2019-01-25 15:00 | 43490.625 | 0.14495 | 0.052381 | 2019-01-25 15:00 | 43490.625 | 0.30004 | 0.21966
2019-01-25 16:00 | 43490.6667 | 0.14655 | 0.053041 | 2019-01-25 16:00 | 43490.6667 | 0.3086 | 0.22574
2019-01-25 17:00 | 43490.7083 | 0.14896 | 0.054034 | 2019-01-25 17:00 | 43490.7083 | 0.31564 | 0.23079
2019-01-25 18:00 | 43490.75 | 0.15241 | 0.055455 | 2019-01-25 18:00 | 43490.75 | 0.39613 | 0.23883
2019-01-25 19:00 | 43490.7917 | 0.15369 | 0.056011 | 2019-01-25 19:00 | 43490.7917 | 0.4085 | 0.2483
2019-01-25 20:00 | 43490.8333 | 0.15197 | 0.055276 | 2019-01-25 20:00 | 43490.8333 | 0.41871 | 0.25615
2019-01-25 21:00 | 43490.875 | 0.14821 | 0.053702 | 2019-01-25 21:00 | 43490.875 | 0.402 | 0.24176
2019-01-25 22:00 | 43490.9167 | 0.08023 | 0.05408 | 2019-01-25 22:00 | 43490.9167 | 0.31916 | 0.22963
2019-01-25 23:00 | 43490.9583 | 0.07737 | 0.0529 | 2019-01-25 23:00 | 43490.9583 | 0.30186 | 0.21415
2019-01-26 | 43491 | 0.07963 | 0.054001 | 2019-01-26 | 43491 | 0.31252 | 0.24444
2019-01-26 01:00 | 43491.0417 | 0.07281 | 0.051055 | 2019-01-26 01:00 | 43491.0417 | 0.30214 | 0.23454
2019-01-26 02:00 | 43491.0833 | 0.07103 | 0.050337 | 2019-01-26 02:00 | 43491.0833 | 0.29976 | 0.2314
2019-01-26 03:00 | 43491.125 | 0.06877 | 0.049377 | 2019-01-26 03:00 | 43491.125 | 0.29552 | 0.22753
2019-01-26 04:00 | 43491.1667 | 0.06952 | 0.04973 | 2019-01-26 04:00 | 43491.1667 | 0.29219 | 0.22457
2019-01-26 05:00 | 43491.2083 | 0.07043 | 0.050075 | 2019-01-26 05:00 | 43491.2083 | 0.3007 | 0.23271
2019-01-26 06:00 | 43491.25 | 0.07247 | 0.050935 | 2019-01-26 06:00 | 43491.25 | 0.29578 | 0.23285
2019-01-26 07:00 | 43491.2917 | 0.07872 | 0.053602 | 2019-01-26 07:00 | 43491.2917 | 0.29792 | 0.2383
2019-01-26 08:00 | 43491.3333 | 0.08175 | 0.054769 | 2019-01-26 08:00 | 43491.3333 | 0.32943 | 0.2437
2019-01-26 09:00 | 43491.375 | 0.08474 | 0.05597 | 2019-01-26 09:00 | 43491.375 | 0.32873 | 0.2437
2019-01-26 10:00 | 43491.4167 | 0.08561 | 0.056281 | 2019-01-26 10:00 | 43491.4167 | 0.39185 | 0.23939
2019-01-26 11:00 | 43491.4583 | 0.0851 | 0.056028 | 2019-01-26 11:00 | 43491.4583 | 0.38978 | 0.23754
2019-01-26 12:00 | 43491.5 | 0.15114 | 0.054935 | 2019-01-26 12:00 | 43491.5 | 0.38645 | 0.23442
2019-01-26 13:00 | 43491.5417 | 0.15141 | 0.055019 | 2019-01-26 13:00 | 43491.5417 | 0.38491 | 0.23289
2019-01-26 14:00 | 43491.5833 | 0.15042 | 0.054611 | 2019-01-26 14:00 | 43491.5833 | 0.3114 | 0.2292
2019-01-26 15:00 | 43491.625 | 0.14951 | 0.054208 | 2019-01-26 15:00 | 43491.625 | 0.31196 | 0.2289
2019-01-26 16:00 | 43491.6667 | 0.14639 | 0.052925 | 2019-01-26 16:00 | 43491.6667 | 0.31895 | 0.23391
2019-01-26 17:00 | 43491.7083 | 0.14976 | 0.054308 | 2019-01-26 17:00 | 43491.7083 | 0.32381 | 0.23765
2019-01-26 18:00 | 43491.75 | 0.15404 | 0.056103 | 2019-01-26 18:00 | 43491.75 | 0.4018 | 0.2437
2019-01-26 19:00 | 43491.7917 | 0.15429 | 0.056203 | 2019-01-26 19:00 | 43491.7917 | 0.40679 | 0.24849
2019-01-26 20:00 | 43491.8333 | 0.15442 | 0.056257 | 2019-01-26 20:00 | 43491.8333 | 0.409 | 0.24973
2019-01-26 21:00 | 43491.875 | 0.15286 | 0.055617 | 2019-01-26 21:00 | 43491.875 | 0.40278 | 0.24372
2019-01-26 22:00 | 43491.9167 | 0.07789 | 0.053153 | 2019-01-26 22:00 | 43491.9167 | 0.32465 | 0.23565
2019-01-26 23:00 | 43491.9583 | 0.07116 | 0.050258 | 2019-01-26 23:00 | 43491.9583 | 0.31489 | 0.226
2019-01-27 | 43492 | 0.0753 | 0.052115 | 2019-01-27 | 43492 | 0.30414 | 0.23797
2019-01-27 01:00 | 43492.0417 | 0.06578 | 0.048019 | 2019-01-27 01:00 | 43492.0417 | 0.2968 | 0.22945
2019-01-27 02:00 | 43492.0833 | 0.06207 | 0.046453 | 2019-01-27 02:00 | 43492.0833 | 0.29733 | 0.22856
2019-01-27 03:00 | 43492.125 | 0.04853 | 0.040545 | 2019-01-27 03:00 | 43492.125 | 0.28896 | 0.22099
2019-01-27 04:00 | 43492.1667 | 0.0419 | 0.037666 | 2019-01-27 04:00 | 43492.1667 | 0.28626 | 0.21857
2019-01-27 05:00 | 43492.2083 | 0.041 | 0.037255 | 2019-01-27 05:00 | 43492.2083 | 0.28557 | 0.21959
2019-01-27 06:00 | 43492.25 | 0.03518 | 0.034684 | 2019-01-27 06:00 | 43492.25 | 0.28507 | 0.22323
2019-01-27 07:00 | 43492.2917 | 0.04455 | 0.038746 | 2019-01-27 07:00 | 43492.2917 | 0.29633 | 0.2368
2019-01-27 08:00 | 43492.3333 | 0.04942 | 0.040782 | 2019-01-27 08:00 | 43492.3333 | 0.33613 | 0.24857
2019-01-27 09:00 | 43492.375 | 0.05848 | 0.04467 | 2019-01-27 09:00 | 43492.375 | 0.33559 | 0.24854
2019-01-27 10:00 | 43492.4167 | 0.0608 | 0.045605 | 2019-01-27 10:00 | 43492.4167 | 0.39056 | 0.23792
2019-01-27 11:00 | 43492.4583 | 0.06328 | 0.046681 | 2019-01-27 11:00 | 43492.4583 | 0.38099 | 0.22963
2019-01-27 12:00 | 43492.5 | 0.13067 | 0.046482 | 2019-01-27 12:00 | 43492.5 | 0.38172 | 0.23023
2019-01-27 13:00 | 43492.5417 | 0.12642 | 0.044712 | 2019-01-27 13:00 | 43492.5417 | 0.38265 | 0.23073
2019-01-27 14:00 | 43492.5833 | 0.12422 | 0.043806 | 2019-01-27 14:00 | 43492.5833 | 0.30839 | 0.22633
2019-01-27 15:00 | 43492.625 | 0.1242 | 0.043777 | 2019-01-27 15:00 | 43492.625 | 0.3075 | 0.22473
2019-01-27 16:00 | 43492.6667 | 0.1252 | 0.044188 | 2019-01-27 16:00 | 43492.6667 | 0.31414 | 0.22924
2019-01-27 17:00 | 43492.7083 | 0.13119 | 0.046677 | 2019-01-27 17:00 | 43492.7083 | 0.32413 | 0.23684
2019-01-27 18:00 | 43492.75 | 0.13749 | 0.04929 | 2019-01-27 18:00 | 43492.75 | 0.4026 | 0.24384
2019-01-27 19:00 | 43492.7917 | 0.14403 | 0.051982 | 2019-01-27 19:00 | 43492.7917 | 0.40873 | 0.24877
2019-01-27 20:00 | 43492.8333 | 0.14721 | 0.05329 | 2019-01-27 20:00 | 43492.8333 | 0.40835 | 0.24811
2019-01-27 21:00 | 43492.875 | 0.14985 | 0.054379 | 2019-01-27 21:00 | 43492.875 | 0.39625 | 0.23679
2019-01-27 22:00 | 43492.9167 | 0.07752 | 0.052875 | 2019-01-27 22:00 | 43492.9167 | 0.30131 | 0.21548
2019-01-27 23:00 | 43492.9583 | 0.06883 | 0.049111 | 2019-01-27 23:00 | 43492.9583 | 0.31108 | 0.22195
2019-01-28 | 43493 | 0.06331 | 0.046872 | 2019-01-28 | 43493 | 0.29654 | 0.23186
2019-01-28 01:00 | 43493.0417 | 0.05867 | 0.04492 | 2019-01-28 01:00 | 43493.0417 | 0.28479 | 0.21973
2019-01-28 02:00 | 43493.0833 | 0.05735 | 0.044371 | 2019-01-28 02:00 | 43493.0833 | 0.2726 | 0.20883
2019-01-28 03:00 | 43493.125 | 0.05492 | 0.043329 | 2019-01-28 03:00 | 43493.125 | 0.2613 | 0.19923
2019-01-28 04:00 | 43493.1667 | 0.05507 | 0.043395 | 2019-01-28 04:00 | 43493.1667 | 0.24981 | 0.18973
2019-01-28 05:00 | 43493.2083 | 0.05901 | 0.045044 | 2019-01-28 05:00 | 43493.2083 | 0.26598 | 0.20423
2019-01-28 06:00 | 43493.25 | 0.06573 | 0.047844 | 2019-01-28 06:00 | 43493.25 | 0.28492 | 0.22353
2019-01-28 07:00 | 43493.2917 | 0.08196 | 0.054765 | 2019-01-28 07:00 | 43493.2917 | 0.30266 | 0.24304
2019-01-28 08:00 | 43493.3333 | 0.08104 | 0.054113 | 2019-01-28 08:00 | 43493.3333 | 0.33803 | 0.25065
2019-01-28 09:00 | 43493.375 | 0.08048 | 0.053781 | 2019-01-28 09:00 | 43493.375 | 0.33189 | 0.24587
2019-01-28 10:00 | 43493.4167 | 0.07889 | 0.053029 | 2019-01-28 10:00 | 43493.4167 | 0.3814 | 0.23009
2019-01-28 11:00 | 43493.4583 | 0.07154 | 0.049876 | 2019-01-28 11:00 | 43493.4583 | 0.37102 | 0.22126
2019-01-28 12:00 | 43493.5 | 0.13927 | 0.050067 | 2019-01-28 12:00 | 43493.5 | 0.36652 | 0.21719
2019-01-28 13:00 | 43493.5417 | 0.13587 | 0.048692 | 2019-01-28 13:00 | 43493.5417 | 0.3603 | 0.21161
2019-01-28 14:00 | 43493.5833 | 0.13314 | 0.047541 | 2019-01-28 14:00 | 43493.5833 | 0.26976 | 0.19334
2019-01-28 15:00 | 43493.625 | 0.13266 | 0.047342 | 2019-01-28 15:00 | 43493.625 | 0.28244 | 0.20311
2019-01-28 16:00 | 43493.6667 | 0.13543 | 0.048488 | 2019-01-28 16:00 | 43493.6667 | 0.29723 | 0.21468
2019-01-28 17:00 | 43493.7083 | 0.14469 | 0.052302 | 2019-01-28 17:00 | 43493.7083 | 0.32517 | 0.23719
2019-01-28 18:00 | 43493.75 | 0.15164 | 0.055168 | 2019-01-28 18:00 | 43493.75 | 0.40948 | 0.24901
2019-01-28 19:00 | 43493.7917 | 0.15606 | 0.056992 | 2019-01-28 19:00 | 43493.7917 | 0.41729 | 0.2552
2019-01-28 20:00 | 43493.8333 | 0.15487 | 0.056502 | 2019-01-28 20:00 | 43493.8333 | 0.41091 | 0.24978
2019-01-28 21:00 | 43493.875 | 0.15192 | 0.055255 | 2019-01-28 21:00 | 43493.875 | 0.39832 | 0.2387
2019-01-28 22:00 | 43493.9167 | 0.08158 | 0.054541 | 2019-01-28 22:00 | 43493.9167 | 0.31793 | 0.22878
2019-01-28 23:00 | 43493.9583 | 0.07408 | 0.051325 | 2019-01-28 23:00 | 43493.9583 | 0.30571 | 0.21768
2019-01-29 | 43494 | 0.07287 | 0.051055 | 2019-01-29 | 43494 | 0.29496 | 0.22779
2019-01-29 01:00 | 43494.0417 | 0.06738 | 0.048692 | 2019-01-29 01:00 | 43494.0417 | 0.28475 | 0.21625
2019-01-29 02:00 | 43494.0833 | 0.06709 | 0.048588 | 2019-01-29 02:00 | 43494.0833 | 0.26576 | 0.19919
2019-01-29 03:00 | 43494.125 | 0.06445 | 0.047466 | 2019-01-29 03:00 | 43494.125 | 0.27417 | 0.20457
2019-01-29 04:00 | 43494.1667 | 0.06283 | 0.046739 | 2019-01-29 04:00 | 43494.1667 | 0.27147 | 0.20175
2019-01-29 05:00 | 43494.2083 | 0.06657 | 0.048314 | 2019-01-29 05:00 | 43494.2083 | 0.26471 | 0.19662
2019-01-29 06:00 | 43494.25 | 0.07488 | 0.051874 | 2019-01-29 06:00 | 43494.25 | 0.27613 | 0.20777
2019-01-29 07:00 | 43494.2917 | 0.08418 | 0.055729 | 2019-01-29 07:00 | 43494.2917 | 0.29385 | 0.22419
2019-01-29 08:00 | 43494.3333 | 0.08358 | 0.055206 | 2019-01-29 08:00 | 43494.3333 | 0.30743 | 0.23847
2019-01-29 09:00 | 43494.375 | 0.08334 | 0.055039 | 2019-01-29 09:00 | 43494.375 | 0.29995 | 0.23553
2019-01-29 10:00 | 43494.4167 | 0.08277 | 0.054728 | 2019-01-29 10:00 | 43494.4167 | 0.29665 | 0.23567
2019-01-29 11:00 | 43494.4583 | 0.08145 | 0.054163 | 2019-01-29 11:00 | 43494.4583 | 0.27801 | 0.22053
2019-01-29 12:00 | 43494.5 | 0.14709 | 0.05329 | 2019-01-29 12:00 | 43494.5 | 0.27402 | 0.21707
2019-01-29 13:00 | 43494.5417 | 0.14462 | 0.052244 | 2019-01-29 13:00 | 43494.5417 | 0.26776 | 0.21181
2019-01-29 14:00 | 43494.5833 | 0.13871 | 0.049838 | 2019-01-29 14:00 | 43494.5833 | 0.26215 | 0.20661
2019-01-29 15:00 | 43494.625 | 0.13886 | 0.049901 | 2019-01-29 15:00 | 43494.625 | 0.23293 | 0.1817
2019-01-29 16:00 | 43494.6667 | 0.1416 | 0.051001 | 2019-01-29 16:00 | 43494.6667 | 0.23631 | 0.18198
2019-01-29 17:00 | 43494.7083 | 0.1468 | 0.053174 | 2019-01-29 17:00 | 43494.7083 | 0.28467 | 0.22126
2019-01-29 18:00 | 43494.75 | 0.14867 | 0.053914 | 2019-01-29 18:00 | 43494.75 | 0.31493 | 0.24673
2019-01-29 19:00 | 43494.7917 | 0.15143 | 0.055052 | 2019-01-29 19:00 | 43494.7917 | 0.33411 | 0.26276
2019-01-29 20:00 | 43494.8333 | 0.14986 | 0.054404 | 2019-01-29 20:00 | 43494.8333 | 0.33018 | 0.25967
2019-01-29 21:00 | 43494.875 | 0.1444 | 0.052127 | 2019-01-29 21:00 | 43494.875 | 0.33098 | 0.25967
2019-01-29 22:00 | 43494.9167 | 0.07561 | 0.052015 | 2019-01-29 22:00 | 43494.9167 | 0.32009 | 0.25046
2019-01-29 23:00 | 43494.9583 | 0.06899 | 0.049178 | 2019-01-29 23:00 | 43494.9583 | 0.31467 | 0.24489
2019-01-30 | 43495 | 0.06489 | 0.047583 | 2019-01-30 | 43495 | 0.30497 | 0.23435
2019-01-30 01:00 | 43495.0417 | 0.06285 | 0.046723 | 2019-01-30 01:00 | 43495.0417 | 0.29138 | 0.22031
2019-01-30 02:00 | 43495.0833 | 0.06145 | 0.046158 | 2019-01-30 02:00 | 43495.0833 | 0.28854 | 0.21573
2019-01-30 03:00 | 43495.125 | 0.0594 | 0.045289 | 2019-01-30 03:00 | 43495.125 | 0.2804 | 0.20735
2019-01-30 04:00 | 43495.1667 | 0.05919 | 0.045169 | 2019-01-30 04:00 | 43495.1667 | 0.28015 | 0.20622
2019-01-30 05:00 | 43495.2083 | 0.06285 | 0.046723 | 2019-01-30 05:00 | 43495.2083 | 0.28632 | 0.21107
2019-01-30 06:00 | 43495.25 | 0.06918 | 0.049344 | 2019-01-30 06:00 | 43495.25 | 0.28769 | 0.21372
2019-01-30 07:00 | 43495.2917 | 0.08235 | 0.054935 | 2019-01-30 07:00 | 43495.2917 | 0.29599 | 0.22261
2019-01-30 08:00 | 43495.3333 | 0.08431 | 0.055459 | 2019-01-30 08:00 | 43495.3333 | 0.28833 | 0.21773
2019-01-30 09:00 | 43495.375 | 0.08419 | 0.055334 | 2019-01-30 09:00 | 43495.375 | 0.29576 | 0.22871
2019-01-30 10:00 | 43495.4167 | 0.08328 | 0.054881 | 2019-01-30 10:00 | 43495.4167 | 0.28569 | 0.22312
2019-01-30 11:00 | 43495.4583 | 0.08322 | 0.054886 | 2019-01-30 11:00 | 43495.4583 | 0.29222 | 0.2307
2019-01-30 12:00 | 43495.5 | 0.14719 | 0.053361 | 2019-01-30 12:00 | 43495.5 | 0.29732 | 0.23452
2019-01-30 13:00 | 43495.5417 | 0.14536 | 0.052609 | 2019-01-30 13:00 | 43495.5417 | 0.28104 | 0.22154
2019-01-30 14:00 | 43495.5833 | 0.14217 | 0.051263 | 2019-01-30 14:00 | 43495.5833 | 0.27223 | 0.21373
2019-01-30 15:00 | 43495.625 | 0.13949 | 0.050158 | 2019-01-30 15:00 | 43495.625 | 0.26821 | 0.20874
2019-01-30 16:00 | 43495.6667 | 0.13914 | 0.050017 | 2019-01-30 16:00 | 43495.6667 | 0.28473 | 0.21972
2019-01-30 17:00 | 43495.7083 | 0.14338 | 0.051762 | 2019-01-30 17:00 | 43495.7083 | 0.29563 | 0.22871
2019-01-30 18:00 | 43495.75 | 0.14675 | 0.053153 | 2019-01-30 18:00 | 43495.75 | 0.33308 | 0.26114
2019-01-30 19:00 | 43495.7917 | 0.14919 | 0.05413 | 2019-01-30 19:00 | 43495.7917 | 0.33526 | 0.26307
2019-01-30 20:00 | 43495.8333 | 0.14889 | 0.054034 | 2019-01-30 20:00 | 43495.8333 | 0.34168 | 0.26827
2019-01-30 21:00 | 43495.875 | 0.14457 | 0.052231 | 2019-01-30 21:00 | 43495.875 | 0.33823 | 0.26568
2019-01-30 22:00 | 43495.9167 | 0.07397 | 0.051309 | 2019-01-30 22:00 | 43495.9167 | 0.32769 | 0.25716
2019-01-30 23:00 | 43495.9583 | 0.06536 | 0.047603 | 2019-01-30 23:00 | 43495.9583 | 0.3206 | 0.25055
2019-01-31 | 43496 | 0.06501 | 0.047632 | 2019-01-31 | 43496 | 0.31453 | 0.24234
2019-01-31 01:00 | 43496.0417 | 0.06443 | 0.047429 | 2019-01-31 01:00 | 43496.0417 | 0.29405 | 0.22173
2019-01-31 02:00 | 43496.0833 | 0.06238 | 0.04654 | 2019-01-31 02:00 | 43496.0833 | 0.26157 | 0.19316
2019-01-31 03:00 | 43496.125 | 0.06142 | 0.04612 | 2019-01-31 03:00 | 43496.125 | 0.24641 | 0.17986
2019-01-31 04:00 | 43496.1667 | 0.0609 | 0.045892 | 2019-01-31 04:00 | 43496.1667 | 0.23194 | 0.16806
2019-01-31 05:00 | 43496.2083 | 0.06166 | 0.046178 | 2019-01-31 05:00 | 43496.2083 | 0.23097 | 0.16772
2019-01-31 06:00 | 43496.25 | 0.06422 | 0.047188 | 2019-01-31 06:00 | 43496.25 | 0.25482 | 0.19282
2019-01-31 07:00 | 43496.2917 | 0.07076 | 0.049888 | 2019-01-31 07:00 | 43496.2917 | 0.3025 | 0.23972
2019-01-31 08:00 | 43496.3333 | 0.07914 | 0.053199 | 2019-01-31 08:00 | 43496.3333 | 0.34036 | 0.25097
2019-01-31 09:00 | 43496.375 | 0.07982 | 0.053427 | 2019-01-31 09:00 | 43496.375 | 0.34034 | 0.25165
2019-01-31 10:00 | 43496.4167 | 0.07952 | 0.053265 | 2019-01-31 10:00 | 43496.4167 | 0.40358 | 0.2478
2019-01-31 11:00 | 43496.4583 | 0.07865 | 0.052892 | 2019-01-31 11:00 | 43496.4583 | 0.39753 | 0.24285
2019-01-31 12:00 | 43496.5 | 0.14364 | 0.051899 | 2019-01-31 12:00 | 43496.5 | 0.39102 | 0.23732
2019-01-31 13:00 | 43496.5417 | 0.14196 | 0.051176 | 2019-01-31 13:00 | 43496.5417 | 0.37261 | 0.22115
2019-01-31 14:00 | 43496.5833 | 0.13622 | 0.048812 | 2019-01-31 14:00 | 43496.5833 | 0.28657 | 0.20677
2019-01-31 15:00 | 43496.625 | 0.13605 | 0.048717 | 2019-01-31 15:00 | 43496.625 | 0.27197 | 0.19351
2019-01-31 16:00 | 43496.6667 | 0.13708 | 0.049144 | 2019-01-31 16:00 | 43496.6667 | 0.27501 | 0.19482
2019-01-31 17:00 | 43496.7083 | 0.14048 | 0.050569 | 2019-01-31 17:00 | 43496.7083 | 0.32862 | 0.24035
2019-01-31 18:00 | 43496.75 | 0.14705 | 0.053274 | 2019-01-31 18:00 | 43496.75 | 0.41435 | 0.2535
2019-01-31 19:00 | 43496.7917 | 0.14932 | 0.054208 | 2019-01-31 19:00 | 43496.7917 | 0.42193 | 0.25966
2019-01-31 20:00 | 43496.8333 | 0.14348 | 0.051778 | 2019-01-31 20:00 | 43496.8333 | 0.41411 | 0.25192
2019-01-31 21:00 | 43496.875 | 0.13582 | 0.0486 | 2019-01-31 21:00 | 43496.875 | 0.40092 | 0.23973
2019-01-31 22:00 | 43496.9167 | 0.06773 | 0.048604 | 2019-01-31 22:00 | 43496.9167 | 0.3078 | 0.21843
2019-01-31 23:00 | 43496.9583 | 0.06533 | 0.047595 | 2019-01-31 23:00 | 43496.9583 | 0.2899 | 0.20175
2019-02-01 | 43497 | 0.0635 | 0.046976 | 2019-02-01 | 43497 | 0.26975 | 0.20787
2019-02-01 01:00 | 43497.0417 | 0.06245 | 0.046544 | 2019-02-01 01:00 | 43497.0417 | 0.25472 | 0.19168
2019-02-01 02:00 | 43497.0833 | 0.05919 | 0.045169 | 2019-02-01 02:00 | 43497.0833 | 0.25665 | 0.19137
2019-02-01 03:00 | 43497.125 | 0.05725 | 0.044326 | 2019-02-01 03:00 | 43497.125 | 0.25077 | 0.18562
2019-02-01 04:00 | 43497.1667 | 0.05782 | 0.04455 | 2019-02-01 04:00 | 43497.1667 | 0.23166 | 0.16969
2019-02-01 05:00 | 43497.2083 | 0.06089 | 0.045842 | 2019-02-01 05:00 | 43497.2083 | 0.24466 | 0.18052
2019-02-01 06:00 | 43497.25 | 0.06367 | 0.046951 | 2019-02-01 06:00 | 43497.25 | 0.25319 | 0.19167
2019-02-01 07:00 | 43497.2917 | 0.07132 | 0.050162 | 2019-02-01 07:00 | 43497.2917 | 0.28809 | 0.22672
2019-02-01 08:00 | 43497.3333 | 0.07622 | 0.052011 | 2019-02-01 08:00 | 43497.3333 | 0.3396 | 0.24972
2019-02-01 09:00 | 43497.375 | 0.07684 | 0.052214 | 2019-02-01 09:00 | 43497.375 | 0.31994 | 0.23291
2019-02-01 10:00 | 43497.4167 | 0.07571 | 0.051695 | 2019-02-01 10:00 | 43497.4167 | 0.34646 | 0.19656
2019-02-01 11:00 | 43497.4583 | 0.07397 | 0.050981 | 2019-02-01 11:00 | 43497.4583 | 0.34041 | 0.19138
2019-02-01 12:00 | 43497.5 | 0.14014 | 0.050428 | 2019-02-01 12:00 | 43497.5 | 0.34071 | 0.19082
2019-02-01 13:00 | 43497.5417 | 0.13796 | 0.049531 | 2019-02-01 13:00 | 43497.5417 | 0.33841 | 0.18974
2019-02-01 14:00 | 43497.5833 | 0.13182 | 0.046997 | 2019-02-01 14:00 | 43497.5833 | 0.2698 | 0.19081
2019-02-01 15:00 | 43497.625 | 0.13095 | 0.046639 | 2019-02-01 15:00 | 43497.625 | 0.24766 | 0.17161
2019-02-01 16:00 | 43497.6667 | 0.13228 | 0.047163 | 2019-02-01 16:00 | 43497.6667 | 0.27302 | 0.19068
2019-02-01 17:00 | 43497.7083 | 0.13485 | 0.048247 | 2019-02-01 17:00 | 43497.7083 | 0.30283 | 0.2165
2019-02-01 18:00 | 43497.75 | 0.14171 | 0.051047 | 2019-02-01 18:00 | 43497.75 | 0.40955 | 0.24469
2019-02-01 19:00 | 43497.7917 | 0.14593 | 0.052784 | 2019-02-01 19:00 | 43497.7917 | 0.41482 | 0.25266
2019-02-01 20:00 | 43497.8333 | 0.14706 | 0.053253 | 2019-02-01 20:00 | 43497.8333 | 0.41113 | 0.25155
2019-02-01 21:00 | 43497.875 | 0.14161 | 0.050981 | 2019-02-01 21:00 | 43497.875 | 0.3811 | 0.22576
2019-02-01 22:00 | 43497.9167 | 0.07099 | 0.050046 | 2019-02-01 22:00 | 43497.9167 | 0.2854 | 0.20669
2019-02-01 23:00 | 43497.9583 | 0.0658 | 0.047823 | 2019-02-01 23:00 | 43497.9583 | 0.28216 | 0.20177
2019-02-02 | 43498 | 0.05956 | 0.04531 | 2019-02-02 | 43498 | 0.23757 | 0.18426
2019-02-02 01:00 | 43498.0417 | 0.05468 | 0.043204 | 2019-02-02 01:00 | 43498.0417 | 0.2336 | 0.17835
2019-02-02 02:00 | 43498.0833 | 0.04539 | 0.039187 | 2019-02-02 02:00 | 43498.0833 | 0.22499 | 0.16982
2019-02-02 03:00 | 43498.125 | 0.04035 | 0.036973 | 2019-02-02 03:00 | 43498.125 | 0.22338 | 0.16788
2019-02-02 04:00 | 43498.1667 | 0.0399 | 0.036794 | 2019-02-02 04:00 | 43498.1667 | 0.22526 | 0.1694
2019-02-02 05:00 | 43498.2083 | 0.03484 | 0.034567 | 2019-02-02 05:00 | 43498.2083 | 0.23337 | 0.17482
2019-02-02 06:00 | 43498.25 | 0.0402 | 0.03689 | 2019-02-02 06:00 | 43498.25 | 0.23694 | 0.18178
2019-02-02 07:00 | 43498.2917 | 0.04729 | 0.039939 | 2019-02-02 07:00 | 43498.2917 | 0.27896 | 0.22044
2019-02-02 08:00 | 43498.3333 | 0.05451 | 0.042951 | 2019-02-02 08:00 | 43498.3333 | 0.30659 | 0.22322
2019-02-02 09:00 | 43498.375 | 0.05842 | 0.04455 | 2019-02-02 09:00 | 43498.375 | 0.30896 | 0.22474
2019-02-02 10:00 | 43498.4167 | 0.06029 | 0.045331 | 2019-02-02 10:00 | 43498.4167 | 0.35555 | 0.20698
2019-02-02 11:00 | 43498.4583 | 0.05735 | 0.044039 | 2019-02-02 11:00 | 43498.4583 | 0.33926 | 0.19363
2019-02-02 12:00 | 43498.5 | 0.12229 | 0.043029 | 2019-02-02 12:00 | 43498.5 | 0.34291 | 0.19598
2019-02-02 13:00 | 43498.5417 | 0.12118 | 0.042573 | 2019-02-02 13:00 | 43498.5417 | 0.34058 | 0.19468
2019-02-02 14:00 | 43498.5833 | 0.11823 | 0.041359 | 2019-02-02 14:00 | 43498.5833 | 0.26923 | 0.19362
2019-02-02 15:00 | 43498.625 | 0.1121 | 0.038821 | 2019-02-02 15:00 | 43498.625 | 0.26903 | 0.19277
2019-02-02 16:00 | 43498.6667 | 0.11234 | 0.038933 | 2019-02-02 16:00 | 43498.6667 | 0.28129 | 0.20121
2019-02-02 17:00 | 43498.7083 | 0.12275 | 0.043221 | 2019-02-02 17:00 | 43498.7083 | 0.32566 | 0.23766
2019-02-02 18:00 | 43498.75 | 0.13348 | 0.047637 | 2019-02-02 18:00 | 43498.75 | 0.43301 | 0.2665
2019-02-02 19:00 | 43498.7917 | 0.13715 | 0.049124 | 2019-02-02 19:00 | 43498.7917 | 0.43142 | 0.26746
2019-02-02 20:00 | 43498.8333 | 0.13521 | 0.048326 | 2019-02-02 20:00 | 43498.8333 | 0.43236 | 0.26966
2019-02-02 21:00 | 43498.875 | 0.13281 | 0.047342 | 2019-02-02 21:00 | 43498.875 | 0.4307 | 0.26757
2019-02-02 22:00 | 43498.9167 | 0.06578 | 0.047919 | 2019-02-02 22:00 | 43498.9167 | 0.32307 | 0.23951
2019-02-02 23:00 | 43498.9583 | 0.06385 | 0.047105 | 2019-02-02 23:00 | 43498.9583 | 0.29509 | 0.21439
2019-02-03 | 43499 | 0.06512 | 0.047782 | 2019-02-03 | 43499 | 0.27523 | 0.2148
2019-02-03 01:00 | 43499.0417 | 0.05956 | 0.045402 | 2019-02-03 01:00 | 43499.0417 | 0.24622 | 0.18884
2019-02-03 02:00 | 43499.0833 | 0.05892 | 0.045123 | 2019-02-03 02:00 | 43499.0833 | 0.2398 | 0.18208
2019-02-03 03:00 | 43499.125 | 0.05792 | 0.044708 | 2019-02-03 03:00 | 43499.125 | 0.23537 | 0.17796
2019-02-03 04:00 | 43499.1667 | 0.05796 | 0.044704 | 2019-02-03 04:00 | 43499.1667 | 0.22884 | 0.1729
2019-02-03 05:00 | 43499.2083 | 0.05762 | 0.044579 | 2019-02-03 05:00 | 43499.2083 | 0.23742 | 0.18118
2019-02-03 06:00 | 43499.25 | 0.05869 | 0.045019 | 2019-02-03 06:00 | 43499.25 | 0.24814 | 0.19293
2019-02-03 07:00 | 43499.2917 | 0.05991 | 0.045555 | 2019-02-03 07:00 | 43499.2917 | 0.29088 | 0.23247
2019-02-03 08:00 | 43499.3333 | 0.06189 | 0.046278 | 2019-02-03 08:00 | 43499.3333 | 0.33122 | 0.24572
2019-02-03 09:00 | 43499.375 | 0.06493 | 0.047499 | 2019-02-03 09:00 | 43499.375 | 0.31408 | 0.23155
2019-02-03 10:00 | 43499.4167 | 0.06732 | 0.048459 | 2019-02-03 10:00 | 43499.4167 | 0.36062 | 0.21298
2019-02-03 11:00 | 43499.4583 | 0.06841 | 0.048924 | 2019-02-03 11:00 | 43499.4583 | 0.35572 | 0.20872
2019-02-03 12:00 | 43499.5 | 0.13542 | 0.048413 | 2019-02-03 12:00 | 43499.5 | 0.34473 | 0.1988
2019-02-03 13:00 | 43499.5417 | 0.13142 | 0.046768 | 2019-02-03 13:00 | 43499.5417 | 0.33592 | 0.19237
2019-02-03 14:00 | 43499.5833 | 0.12919 | 0.045854 | 2019-02-03 14:00 | 43499.5833 | 0.26286 | 0.18964
2019-02-03 15:00 | 43499.625 | 0.12889 | 0.045726 | 2019-02-03 15:00 | 43499.625 | 0.26407 | 0.18966
2019-02-03 16:00 | 43499.6667 | 0.13054 | 0.046382 | 2019-02-03 16:00 | 43499.6667 | 0.27817 | 0.19972
2019-02-03 17:00 | 43499.7083 | 0.13737 | 0.04919 | 2019-02-03 17:00 | 43499.7083 | 0.30859 | 0.22394
2019-02-03 18:00 | 43499.75 | 0.1468 | 0.053095 | 2019-02-03 18:00 | 43499.75 | 0.39746 | 0.23744
2019-02-03 19:00 | 43499.7917 | 0.15148 | 0.055023 | 2019-02-03 19:00 | 43499.7917 | 0.40397 | 0.2454
2019-02-03 20:00 | 43499.8333 | 0.15098 | 0.054811 | 2019-02-03 20:00 | 43499.8333 | 0.3957 | 0.23972
2019-02-03 21:00 | 43499.875 | 0.15053 | 0.054628 | 2019-02-03 21:00 | 43499.875 | 0.37843 | 0.22478
2019-02-03 22:00 | 43499.9167 | 0.07804 | 0.053216 | 2019-02-03 22:00 | 43499.9167 | 0.2811 | 0.2046
2019-02-03 23:00 | 43499.9583 | 0.06737 | 0.048584 | 2019-02-03 23:00 | 43499.9583 | 0.27105 | 0.19446
2019-02-04 | 43500 | 0.06602 | 0.048102 | 2019-02-04 | 43500 | 0.25239 | 0.1968
2019-02-04 01:00 | 43500.0417 | 0.06296 | 0.046839 | 2019-02-04 01:00 | 43500.0417 | 0.2366 | 0.18123
2019-02-04 02:00 | 43500.0833 | 0.05794 | 0.04467 | 2019-02-04 02:00 | 43500.0833 | 0.23655 | 0.17906
2019-02-04 03:00 | 43500.125 | 0.05582 | 0.043765 | 2019-02-04 03:00 | 43500.125 | 0.22244 | 0.16718
2019-02-04 04:00 | 43500.1667 | 0.05469 | 0.043254 | 2019-02-04 04:00 | 43500.1667 | 0.22169 | 0.16631
2019-02-04 05:00 | 43500.2083 | 0.06082 | 0.045883 | 2019-02-04 05:00 | 43500.2083 | 0.22106 | 0.16716
2019-02-04 06:00 | 43500.25 | 0.06585 | 0.047898 | 2019-02-04 06:00 | 43500.25 | 0.23322 | 0.17981
2019-02-04 07:00 | 43500.2917 | 0.08152 | 0.054578 | 2019-02-04 07:00 | 43500.2917 | 0.27465 | 0.21704
2019-02-04 08:00 | 43500.3333 | 0.08004 | 0.053652 | 2019-02-04 08:00 | 43500.3333 | 0.31112 | 0.22759
2019-02-04 09:00 | 43500.375 | 0.08196 | 0.054445 | 2019-02-04 09:00 | 43500.375 | 0.31128 | 0.22759
2019-02-04 10:00 | 43500.4167 | 0.08155 | 0.054233 | 2019-02-04 10:00 | 43500.4167 | 0.3707 | 0.22044
2019-02-04 11:00 | 43500.4583 | 0.08003 | 0.053614 | 2019-02-04 11:00 | 43500.4583 | 0.3457 | 0.19975
2019-02-04 12:00 | 43500.5 | 0.14583 | 0.052771 | 2019-02-04 12:00 | 43500.5 | 0.33452 | 0.18972
2019-02-04 13:00 | 43500.5417 | 0.14559 | 0.052676 | 2019-02-04 13:00 | 43500.5417 | 0.32152 | 0.17957
2019-02-04 14:00 | 43500.5833 | 0.144 | 0.051986 | 2019-02-04 14:00 | 43500.5833 | 0.25148 | 0.17967
2019-02-04 15:00 | 43500.625 | 0.1433 | 0.051703 | 2019-02-04 15:00 | 43500.625 | 0.2458 | 0.17426
2019-02-04 16:00 | 43500.6667 | 0.14337 | 0.051757 | 2019-02-04 16:00 | 43500.6667 | 0.25332 | 0.17927
2019-02-04 17:00 | 43500.7083 | 0.14728 | 0.053373 | 2019-02-04 17:00 | 43500.7083 | 0.27452 | 0.19603
2019-02-04 18:00 | 43500.75 | 0.15499 | 0.056518 | 2019-02-04 18:00 | 43500.75 | 0.37528 | 0.21835
2019-02-04 19:00 | 43500.7917 | 0.15703 | 0.057362 | 2019-02-04 19:00 | 43500.7917 | 0.39125 | 0.23306
2019-02-04 20:00 | 43500.8333 | 0.15483 | 0.056456 | 2019-02-04 20:00 | 43500.8333 | 0.38367 | 0.22735
2019-02-04 21:00 | 43500.875 | 0.15357 | 0.055937 | 2019-02-04 21:00 | 43500.875 | 0.3791 | 0.22324
2019-02-04 22:00 | 43500.9167 | 0.0833 | 0.055314 | 2019-02-04 22:00 | 43500.9167 | 0.28267 | 0.20438
2019-02-04 23:00 | 43500.9583 | 0.08038 | 0.054084 | 2019-02-04 23:00 | 43500.9583 | 0.26327 | 0.18721
2019-02-05 | 43501 | 0.07629 | 0.052518 | 2019-02-05 | 43501 | 0.27907 | 0.21691
2019-02-05 01:00 | 43501.0417 | 0.07253 | 0.050964 | 2019-02-05 01:00 | 43501.0417 | 0.28066 | 0.2142
2019-02-05 02:00 | 43501.0833 | 0.06973 | 0.049797 | 2019-02-05 02:00 | 43501.0833 | 0.25317 | 0.18992
2019-02-05 03:00 | 43501.125 | 0.06687 | 0.048546 | 2019-02-05 03:00 | 43501.125 | 0.25394 | 0.18882
2019-02-05 04:00 | 43501.1667 | 0.06688 | 0.048575 | 2019-02-05 04:00 | 43501.1667 | 0.24555 | 0.1816
2019-02-05 05:00 | 43501.2083 | 0.0671 | 0.048621 | 2019-02-05 05:00 | 43501.2083 | 0.24477 | 0.18102
2019-02-05 06:00 | 43501.25 | 0.07737 | 0.052929 | 2019-02-05 06:00 | 43501.25 | 0.25328 | 0.18975
2019-02-05 07:00 | 43501.2917 | 0.08204 | 0.054832 | 2019-02-05 07:00 | 43501.2917 | 0.25274 | 0.19065
2019-02-05 08:00 | 43501.3333 | 0.08693 | 0.056647 | 2019-02-05 08:00 | 43501.3333 | 0.27609 | 0.21359
2019-02-05 09:00 | 43501.375 | 0.08636 | 0.056369 | 2019-02-05 09:00 | 43501.375 | 0.26553 | 0.20973
2019-02-05 10:00 | 43501.4167 | 0.08154 | 0.054262 | 2019-02-05 10:00 | 43501.4167 | 0.27048 | 0.21615
2019-02-05 11:00 | 43501.4583 | 0.07838 | 0.052908 | 2019-02-05 11:00 | 43501.4583 | 0.23923 | 0.18967
2019-02-05 12:00 | 43501.5 | 0.14161 | 0.051006 | 2019-02-05 12:00 | 43501.5 | 0.24049 | 0.18987
2019-02-05 13:00 | 43501.5417 | 0.14047 | 0.050536 | 2019-02-05 13:00 | 43501.5417 | 0.23854 | 0.18851
2019-02-05 14:00 | 43501.5833 | 0.14061 | 0.050594 | 2019-02-05 14:00 | 43501.5833 | 0.22222 | 0.17439
2019-02-05 15:00 | 43501.625 | 0.14113 | 0.05081 | 2019-02-05 15:00 | 43501.625 | 0.21917 | 0.1701
2019-02-05 16:00 | 43501.6667 | 0.14386 | 0.051932 | 2019-02-05 16:00 | 43501.6667 | 0.22627 | 0.17349
2019-02-05 17:00 | 43501.7083 | 0.14692 | 0.053195 | 2019-02-05 17:00 | 43501.7083 | 0.2319 | 0.17778
2019-02-05 18:00 | 43501.75 | 0.15016 | 0.054528 | 2019-02-05 18:00 | 43501.75 | 0.28579 | 0.22268
2019-02-05 19:00 | 43501.7917 | 0.15119 | 0.054952 | 2019-02-05 19:00 | 43501.7917 | 0.2885 | 0.22617
2019-02-05 20:00 | 43501.8333 | 0.15301 | 0.055704 | 2019-02-05 20:00 | 43501.8333 | 0.28567 | 0.22472
2019-02-05 21:00 | 43501.875 | 0.1534 | 0.055837 | 2019-02-05 21:00 | 43501.875 | 0.28306 | 0.22272
2019-02-05 22:00 | 43501.9167 | 0.0814 | 0.054524 | 2019-02-05 22:00 | 43501.9167 | 0.26684 | 0.20968
2019-02-05 23:00 | 43501.9583 | 0.08026 | 0.054063 | 2019-02-05 23:00 | 43501.9583 | 0.24516 | 0.18943
2019-02-06 | 43502 | 0.08251 | 0.055314 | 2019-02-06 | 43502 | 0.24775 | 0.18965
2019-02-06 01:00 | 43502.0417 | 0.07979 | 0.054188 | 2019-02-06 01:00 | 43502.0417 | 0.23911 | 0.17879
2019-02-06 02:00 | 43502.0833 | 0.07328 | 0.051346 | 2019-02-06 02:00 | 43502.0833 | 0.23946 | 0.17756
2019-02-06 03:00 | 43502.125 | 0.07247 | 0.050993 | 2019-02-06 03:00 | 43502.125 | 0.24015 | 0.17607
2019-02-06 04:00 | 43502.1667 | 0.07095 | 0.050333 | 2019-02-06 04:00 | 43502.1667 | 0.23836 | 0.17343
2019-02-06 05:00 | 43502.2083 | 0.07395 | 0.051583 | 2019-02-06 05:00 | 43502.2083 | 0.24413 | 0.17761
2019-02-06 06:00 | 43502.25 | 0.07758 | 0.053054 | 2019-02-06 06:00 | 43502.25 | 0.24388 | 0.17903
2019-02-06 07:00 | 43502.2917 | 0.08055 | 0.054188 | 2019-02-06 07:00 | 43502.2917 | 0.24168 | 0.17994
2019-02-06 08:00 | 43502.3333 | 0.08168 | 0.054387 | 2019-02-06 08:00 | 43502.3333 | 0.23832 | 0.17968
2019-02-06 09:00 | 43502.375 | 0.08251 | 0.054711 | 2019-02-06 09:00 | 43502.375 | 0.23154 | 0.17947
2019-02-06 10:00 | 43502.4167 | 0.08206 | 0.054516 | 2019-02-06 10:00 | 43502.4167 | 0.22787 | 0.17869
2019-02-06 11:00 | 43502.4583 | 0.07956 | 0.053444 | 2019-02-06 11:00 | 43502.4583 | 0.22763 | 0.17731
2019-02-06 12:00 | 43502.5 | 0.14592 | 0.052809 | 2019-02-06 12:00 | 43502.5 | 0.23143 | 0.17961
2019-02-06 13:00 | 43502.5417 | 0.14498 | 0.052393 | 2019-02-06 13:00 | 43502.5417 | 0.22972 | 0.17867
2019-02-06 14:00 | 43502.5833 | 0.14007 | 0.050374 | 2019-02-06 14:00 | 43502.5833 | 0.22996 | 0.17852
2019-02-06 15:00 | 43502.625 | 0.13794 | 0.049498 | 2019-02-06 15:00 | 43502.625 | 0.22475 | 0.17231
2019-02-06 16:00 | 43502.6667 | 0.13943 | 0.050112 | 2019-02-06 16:00 | 43502.6667 | 0.22895 | 0.1719
2019-02-06 17:00 | 43502.7083 | 0.1436 | 0.051828 | 2019-02-06 17:00 | 43502.7083 | 0.23755 | 0.17897
2019-02-06 18:00 | 43502.75 | 0.14675 | 0.053124 | 2019-02-06 18:00 | 43502.75 | 0.29083 | 0.22513
2019-02-06 19:00 | 43502.7917 | 0.15105 | 0.054894 | 2019-02-06 19:00 | 43502.7917 | 0.30514 | 0.23961
2019-02-06 20:00 | 43502.8333 | 0.15212 | 0.055305 | 2019-02-06 20:00 | 43502.8333 | 0.31157 | 0.24605
2019-02-06 21:00 | 43502.875 | 0.15173 | 0.055147 | 2019-02-06 21:00 | 43502.875 | 0.29753 | 0.23459
2019-02-06 22:00 | 43502.9167 | 0.08026 | 0.05403 | 2019-02-06 22:00 | 43502.9167 | 0.28636 | 0.22565
2019-02-06 23:00 | 43502.9583 | 0.07828 | 0.053203 | 2019-02-06 23:00 | 43502.9583 | 0.24601 | 0.18972
2019-02-07 | 43503 | 0.07011 | 0.049859 | 2019-02-07 | 43503 | 0.24643 | 0.18922
2019-02-07 01:00 | 43503.0417 | 0.06554 | 0.04789 | 2019-02-07 01:00 | 43503.0417 | 0.23753 | 0.17914
2019-02-07 02:00 | 43503.0833 | 0.06264 | 0.046677 | 2019-02-07 02:00 | 43503.0833 | 0.23608 | 0.17579
2019-02-07 03:00 | 43503.125 | 0.06237 | 0.046556 | 2019-02-07 03:00 | 43503.125 | 0.23629 | 0.17493
2019-02-07 04:00 | 43503.1667 | 0.06074 | 0.045846 | 2019-02-07 04:00 | 43503.1667 | 0.22529 | 0.16571
2019-02-07 05:00 | 43503.2083 | 0.06238 | 0.046511 | 2019-02-07 05:00 | 43503.2083 | 0.23967 | 0.17573
2019-02-07 06:00 | 43503.25 | 0.06749 | 0.048584 | 2019-02-07 06:00 | 43503.25 | 0.26618 | 0.20472
2019-02-07 07:00 | 43503.2917 | 0.07852 | 0.053278 | 2019-02-07 07:00 | 43503.2917 | 0.30052 | 0.23875
2019-02-07 08:00 | 43503.3333 | 0.07783 | 0.052701 | 2019-02-07 08:00 | 43503.3333 | 0.34175 | 0.2534
2019-02-07 09:00 | 43503.375 | 0.07882 | 0.053095 | 2019-02-07 09:00 | 43503.375 | 0.33451 | 0.24667
2019-02-07 10:00 | 43503.4167 | 0.079 | 0.053141 | 2019-02-07 10:00 | 43503.4167 | 0.38631 | 0.23196
2019-02-07 11:00 | 43503.4583 | 0.07734 | 0.052426 | 2019-02-07 11:00 | 43503.4583 | 0.36356 | 0.21242
2019-02-07 12:00 | 43503.5 | 0.14423 | 0.052115 | 2019-02-07 12:00 | 43503.5 | 0.35008 | 0.20073
2019-02-07 13:00 | 43503.5417 | 0.14422 | 0.052106 | 2019-02-07 13:00 | 43503.5417 | 0.34757 | 0.19918
2019-02-07 14:00 | 43503.5833 | 0.13762 | 0.049385 | 2019-02-07 14:00 | 43503.5833 | 0.26618 | 0.18985
2019-02-07 15:00 | 43503.625 | 0.13504 | 0.048326 | 2019-02-07 15:00 | 43503.625 | 0.26258 | 0.18569
2019-02-07 16:00 | 43503.6667 | 0.13651 | 0.048933 | 2019-02-07 16:00 | 43503.6667 | 0.26889 | 0.18983
2019-02-07 17:00 | 43503.7083 | 0.14353 | 0.051824 | 2019-02-07 17:00 | 43503.7083 | 0.28847 | 0.20608
2019-02-07 18:00 | 43503.75 | 0.14763 | 0.053486 | 2019-02-07 18:00 | 43503.75 | 0.39616 | 0.23554
2019-02-07 19:00 | 43503.7917 | 0.15234 | 0.055426 | 2019-02-07 19:00 | 43503.7917 | 0.39894 | 0.23914
2019-02-07 20:00 | 43503.8333 | 0.15374 | 0.05597 | 2019-02-07 20:00 | 43503.8333 | 0.39371 | 0.23619
2019-02-07 21:00 | 43503.875 | 0.15434 | 0.056223 | 2019-02-07 21:00 | 43503.875 | 0.38423 | 0.22761
2019-02-07 22:00 | 43503.9167 | 0.08356 | 0.055459 | 2019-02-07 22:00 | 43503.9167 | 0.27752 | 0.20102
2019-02-07 23:00 | 43503.9583 | 0.08291 | 0.05521 | 2019-02-07 23:00 | 43503.9583 | 0.26746 | 0.18927
2019-02-08 | 43504 | 0.08359 | 0.055721 | 2019-02-08 | 43504 | 0.23725 | 0.18372
2019-02-08 01:00 | 43504.0417 | 0.07963 | 0.05403 | 2019-02-08 01:00 | 43504.0417 | 0.23556 | 0.17961
2019-02-08 02:00 | 43504.0833 | 0.06998 | 0.04988 | 2019-02-08 02:00 | 43504.0833 | 0.23153 | 0.17443
2019-02-08 03:00 | 43504.125 | 0.06848 | 0.049223 | 2019-02-08 03:00 | 43504.125 | 0.22797 | 0.17077
2019-02-08 04:00 | 43504.1667 | 0.06637 | 0.04828 | 2019-02-08 04:00 | 43504.1667 | 0.23858 | 0.17968
2019-02-08 05:00 | 43504.2083 | 0.06607 | 0.048098 | 2019-02-08 05:00 | 43504.2083 | 0.24266 | 0.18328
2019-02-08 06:00 | 43504.25 | 0.06999 | 0.049693 | 2019-02-08 06:00 | 43504.25 | 0.24782 | 0.19046
2019-02-08 07:00 | 43504.2917 | 0.07814 | 0.053112 | 2019-02-08 07:00 | 43504.2917 | 0.30238 | 0.23976
2019-02-08 08:00 | 43504.3333 | 0.07941 | 0.053382 | 2019-02-08 08:00 | 43504.3333 | 0.33918 | 0.24972
2019-02-08 09:00 | 43504.375 | 0.07998 | 0.053565 | 2019-02-08 09:00 | 43504.375 | 0.31969 | 0.23329
2019-02-08 10:00 | 43504.4167 | 0.07868 | 0.052975 | 2019-02-08 10:00 | 43504.4167 | 0.36225 | 0.21118
2019-02-08 11:00 | 43504.4583 | 0.07648 | 0.052057 | 2019-02-08 11:00 | 43504.4583 | 0.33631 | 0.18982
2019-02-08 12:00 | 43504.5 | 0.1404 | 0.050536 | 2019-02-08 12:00 | 43504.5 | 0.33208 | 0.1855
2019-02-08 13:00 | 43504.5417 | 0.13362 | 0.04774 | 2019-02-08 13:00 | 43504.5417 | 0.3273 | 0.18216
2019-02-08 14:00 | 43504.5833 | 0.12979 | 0.046162 | 2019-02-08 14:00 | 43504.5833 | 0.25359 | 0.17908
2019-02-08 15:00 | 43504.625 | 0.12813 | 0.04548 | 2019-02-08 15:00 | 43504.625 | 0.25355 | 0.17828
2019-02-08 16:00 | 43504.6667 | 0.12878 | 0.045721 | 2019-02-08 16:00 | 43504.6667 | 0.26175 | 0.18377
2019-02-08 17:00 | 43504.7083 | 0.13102 | 0.046669 | 2019-02-08 17:00 | 43504.7083 | 0.29507 | 0.21115
2019-02-08 18:00 | 43504.75 | 0.13656 | 0.048924 | 2019-02-08 18:00 | 43504.75 | 0.40259 | 0.23965
2019-02-08 19:00 | 43504.7917 | 0.14518 | 0.052476 | 2019-02-08 19:00 | 43504.7917 | 0.41003 | 0.24919
2019-02-08 20:00 | 43504.8333 | 0.14621 | 0.052904 | 2019-02-08 20:00 | 43504.8333 | 0.39655 | 0.23968
2019-02-08 21:00 | 43504.875 | 0.14676 | 0.053103 | 2019-02-08 21:00 | 43504.875 | 0.39091 | 0.23469
2019-02-08 22:00 | 43504.9167 | 0.07476 | 0.051679 | 2019-02-08 22:00 | 43504.9167 | 0.29046 | 0.21242
2019-02-08 23:00 | 43504.9583 | 0.06953 | 0.049444 | 2019-02-08 23:00 | 43504.9583 | 0.27808 | 0.20029
2019-02-09 | 43505 | 0.07862 | 0.053619 | 2019-02-09 | 43505 | 0.25009 | 0.19472
2019-02-09 01:00 | 43505.0417 | 0.06737 | 0.048742 | 2019-02-09 01:00 | 43505.0417 | 0.24414 | 0.1871
2019-02-09 02:00 | 43505.0833 | 0.06501 | 0.047757 | 2019-02-09 02:00 | 43505.0833 | 0.24404 | 0.18466
2019-02-09 03:00 | 43505.125 | 0.06464 | 0.047578 | 2019-02-09 03:00 | 43505.125 | 0.24298 | 0.18314
2019-02-09 04:00 | 43505.1667 | 0.06472 | 0.047632 | 2019-02-09 04:00 | 43505.1667 | 0.24175 | 0.18224
2019-02-09 05:00 | 43505.2083 | 0.06503 | 0.047745 | 2019-02-09 05:00 | 43505.2083 | 0.24089 | 0.18237
2019-02-09 06:00 | 43505.25 | 0.06815 | 0.049078 | 2019-02-09 06:00 | 43505.25 | 0.25856 | 0.19995
2019-02-09 07:00 | 43505.2917 | 0.07415 | 0.051641 | 2019-02-09 07:00 | 43505.2917 | 0.29831 | 0.23755
2019-02-09 08:00 | 43505.3333 | 0.07598 | 0.052264 | 2019-02-09 08:00 | 43505.3333 | 0.33622 | 0.24835
2019-02-09 09:00 | 43505.375 | 0.07999 | 0.053884 | 2019-02-09 09:00 | 43505.375 | 0.32114 | 0.23543
2019-02-09 10:00 | 43505.4167 | 0.08074 | 0.054175 | 2019-02-09 10:00 | 43505.4167 | 0.37142 | 0.22017
2019-02-09 11:00 | 43505.4583 | 0.0789 | 0.053349 | 2019-02-09 11:00 | 43505.4583 | 0.35073 | 0.20268
2019-02-09 12:00 | 43505.5 | 0.14497 | 0.052368 | 2019-02-09 12:00 | 43505.5 | 0.33892 | 0.19217
2019-02-09 13:00 | 43505.5417 | 0.14255 | 0.051367 | 2019-02-09 13:00 | 43505.5417 | 0.33278 | 0.18772
2019-02-09 14:00 | 43505.5833 | 0.13673 | 0.048974 | 2019-02-09 14:00 | 43505.5833 | 0.2574 | 0.18315
2019-02-09 15:00 | 43505.625 | 0.12954 | 0.045991 | 2019-02-09 15:00 | 43505.625 | 0.26367 | 0.18777
2019-02-09 16:00 | 43505.6667 | 0.12856 | 0.045613 | 2019-02-09 16:00 | 43505.6667 | 0.26725 | 0.18964
2019-02-09 17:00 | 43505.7083 | 0.12924 | 0.045892 | 2019-02-09 17:00 | 43505.7083 | 0.30246 | 0.21872
2019-02-09 18:00 | 43505.75 | 0.13578 | 0.048584 | 2019-02-09 18:00 | 43505.75 | 0.4109 | 0.24855
2019-02-09 19:00 | 43505.7917 | 0.14645 | 0.052946 | 2019-02-09 19:00 | 43505.7917 | 0.41843 | 0.2569
2019-02-09 20:00 | 43505.8333 | 0.14765 | 0.05344 | 2019-02-09 20:00 | 43505.8333 | 0.40195 | 0.24462
2019-02-09 21:00 | 43505.875 | 0.146 | 0.052767 | 2019-02-09 21:00 | 43505.875 | 0.39776 | 0.24046
2019-02-09 22:00 | 43505.9167 | 0.0728 | 0.050972 | 2019-02-09 22:00 | 43505.9167 | 0.31132 | 0.22969
2019-02-09 23:00 | 43505.9583 | 0.0648 | 0.04752 | 2019-02-09 23:00 | 43505.9583 | 0.2861 | 0.20672
2019-02-10 | 43506 | 0.0591 | 0.045156 | 2019-02-10 | 43506 | 0.26385 | 0.20582
2019-02-10 01:00 | 43506.0417 | 0.0482 | 0.040433 | 2019-02-10 01:00 | 43506.0417 | 0.25057 | 0.19193
2019-02-10 02:00 | 43506.0833 | 0.04026 | 0.036964 | 2019-02-10 02:00 | 43506.0833 | 0.24375 | 0.18463
2019-02-10 03:00 | 43506.125 | 0.03171 | 0.033242 | 2019-02-10 03:00 | 43506.125 | 0.22872 | 0.1719
2019-02-10 04:00 | 43506.1667 | 0.02946 | 0.032245 | 2019-02-10 04:00 | 43506.1667 | 0.23166 | 0.17442
2019-02-10 05:00 | 43506.2083 | 0.03329 | 0.033936 | 2019-02-10 05:00 | 43506.2083 | 0.22977 | 0.17474
2019-02-10 06:00 | 43506.25 | 0.03007 | 0.032511 | 2019-02-10 06:00 | 43506.25 | 0.26054 | 0.20286
2019-02-10 07:00 | 43506.2917 | 0.0314 | 0.033093 | 2019-02-10 07:00 | 43506.2917 | 0.29129 | 0.23315
2019-02-10 08:00 | 43506.3333 | 0.04002 | 0.036752 | 2019-02-10 08:00 | 43506.3333 | 0.32441 | 0.24004
2019-02-10 09:00 | 43506.375 | 0.05237 | 0.042041 | 2019-02-10 09:00 | 43506.375 | 0.31213 | 0.22988
2019-02-10 10:00 | 43506.4167 | 0.05488 | 0.043067 | 2019-02-10 10:00 | 43506.4167 | 0.364 | 0.21596
2019-02-10 11:00 | 43506.4583 | 0.05599 | 0.043545 | 2019-02-10 11:00 | 43506.4583 | 0.35256 | 0.20627
2019-02-10 12:00 | 43506.5 | 0.11878 | 0.041567 | 2019-02-10 12:00 | 43506.5 | 0.33794 | 0.19295
2019-02-10 13:00 | 43506.5417 | 0.11791 | 0.04121 | 2019-02-10 13:00 | 43506.5417 | 0.32133 | 0.17986
2019-02-10 14:00 | 43506.5833 | 0.1166 | 0.04067 | 2019-02-10 14:00 | 43506.5833 | 0.24838 | 0.17717
2019-02-10 15:00 | 43506.625 | 0.11274 | 0.039087 | 2019-02-10 15:00 | 43506.625 | 0.25797 | 0.18427
2019-02-10 16:00 | 43506.6667 | 0.11462 | 0.039839 | 2019-02-10 16:00 | 43506.6667 | 0.27367 | 0.1957
2019-02-10 17:00 | 43506.7083 | 0.12145 | 0.042647 | 2019-02-10 17:00 | 43506.7083 | 0.29771 | 0.21549
2019-02-10 18:00 | 43506.75 | 0.13378 | 0.047736 | 2019-02-10 18:00 | 43506.75 | 0.39761 | 0.23772
2019-02-10 19:00 | 43506.7917 | 0.14755 | 0.053403 | 2019-02-10 19:00 | 43506.7917 | 0.40674 | 0.24774
2019-02-10 20:00 | 43506.8333 | 0.15206 | 0.05526 | 2019-02-10 20:00 | 43506.8333 | 0.38963 | 0.23473
2019-02-10 21:00 | 43506.875 | 0.15336 | 0.055795 | 2019-02-10 21:00 | 43506.875 | 0.37985 | 0.22655
2019-02-10 22:00 | 43506.9167 | 0.08372 | 0.055687 | 2019-02-10 22:00 | 43506.9167 | 0.28702 | 0.20976
2019-02-10 23:00 | 43506.9583 | 0.07716 | 0.052838 | 2019-02-10 23:00 | 43506.9583 | 0.27243 | 0.19545
2019-02-11 | 43507 | 0.06224 | 0.046457 | 2019-02-11 | 43507 | 0.2543 | 0.19885
2019-02-11 01:00 | 43507.0417 | 0.05948 | 0.045318 | 2019-02-11 01:00 | 43507.0417 | 0.23371 | 0.17878
2019-02-11 02:00 | 43507.0833 | 0.05835 | 0.044853 | 2019-02-11 02:00 | 43507.0833 | 0.23208 | 0.17508
2019-02-11 03:00 | 43507.125 | 0.0589 | 0.045111 | 2019-02-11 03:00 | 43507.125 | 0.22296 | 0.16718
2019-02-11 04:00 | 43507.1667 | 0.05908 | 0.045173 | 2019-02-11 04:00 | 43507.1667 | 0.2199 | 0.16498
2019-02-11 05:00 | 43507.2083 | 0.05954 | 0.045323 | 2019-02-11 05:00 | 43507.2083 | 0.22595 | 0.17127
2019-02-11 06:00 | 43507.25 | 0.06606 | 0.04799 | 2019-02-11 06:00 | 43507.25 | 0.25347 | 0.1969
2019-02-11 07:00 | 43507.2917 | 0.07561 | 0.052019 | 2019-02-11 07:00 | 43507.2917 | 0.27719 | 0.21976
2019-02-11 08:00 | 43507.3333 | 0.07934 | 0.053353 | 2019-02-11 08:00 | 43507.3333 | 0.31326 | 0.22952
2019-02-11 09:00 | 43507.375 | 0.07991 | 0.053565 | 2019-02-11 09:00 | 43507.375 | 0.30651 | 0.22364
2019-02-11 10:00 | 43507.4167 | 0.07991 | 0.053531 | 2019-02-11 10:00 | 43507.4167 | 0.35516 | 0.20782
2019-02-11 11:00 | 43507.4583 | 0.07715 | 0.052376 | 2019-02-11 11:00 | 43507.4583 | 0.33557 | 0.19157
2019-02-11 12:00 | 43507.5 | 0.14109 | 0.050819 | 2019-02-11 12:00 | 43507.5 | 0.31673 | 0.17494
2019-02-11 13:00 | 43507.5417 | 0.14036 | 0.050515 | 2019-02-11 13:00 | 43507.5417 | 0.31576 | 0.1744
2019-02-11 14:00 | 43507.5833 | 0.13813 | 0.049572 | 2019-02-11 14:00 | 43507.5833 | 0.24577 | 0.17445
2019-02-11 15:00 | 43507.625 | 0.13753 | 0.049327 | 2019-02-11 15:00 | 43507.625 | 0.24402 | 0.17233
2019-02-11 16:00 | 43507.6667 | 0.13829 | 0.049668 | 2019-02-11 16:00 | 43507.6667 | 0.25093 | 0.17675
2019-02-11 17:00 | 43507.7083 | 0.14115 | 0.050844 | 2019-02-11 17:00 | 43507.7083 | 0.28792 | 0.20673
2019-02-11 18:00 | 43507.75 | 0.14763 | 0.053486 | 2019-02-11 18:00 | 43507.75 | 0.38475 | 0.22652
2019-02-11 19:00 | 43507.7917 | 0.15015 | 0.054524 | 2019-02-11 19:00 | 43507.7917 | 0.40075 | 0.24101
2019-02-11 20:00 | 43507.8333 | 0.15047 | 0.054657 | 2019-02-11 20:00 | 43507.8333 | 0.37536 | 0.22103
2019-02-11 21:00 | 43507.875 | 0.15034 | 0.054607 | 2019-02-11 21:00 | 43507.875 | 0.3688 | 0.21575
2019-02-11 22:00 | 43507.9167 | 0.0772 | 0.052676 | 2019-02-11 22:00 | 43507.9167 | 0.2828 | 0.20555
2019-02-11 23:00 | 43507.9583 | 0.07531 | 0.05189 | 2019-02-11 23:00 | 43507.9583 | 0.27421 | 0.19767
2019-02-12 | 43508 | 0.08039 | 0.0543 | 2019-02-12 | 43508 | 0.27125 | 0.21162
2019-02-12 01:00 | 43508.0417 | 0.07647 | 0.05268 | 2019-02-12 01:00 | 43508.0417 | 0.27369 | 0.21035
2019-02-12 02:00 | 43508.0833 | 0.07079 | 0.050254 | 2019-02-12 02:00 | 43508.0833 | 0.2704 | 0.20503
2019-02-12 03:00 | 43508.125 | 0.0684 | 0.049215 | 2019-02-12 03:00 | 43508.125 | 0.26852 | 0.20197
2019-02-12 04:00 | 43508.1667 | 0.0669 | 0.048584 | 2019-02-12 04:00 | 43508.1667 | 0.265 | 0.19873
2019-02-12 05:00 | 43508.2083 | 0.06984 | 0.049817 | 2019-02-12 05:00 | 43508.2083 | 0.25614 | 0.19255
2019-02-12 06:00 | 43508.25 | 0.07641 | 0.052514 | 2019-02-12 06:00 | 43508.25 | 0.26054 | 0.19772
2019-02-12 07:00 | 43508.2917 | 0.07871 | 0.05339 | 2019-02-12 07:00 | 43508.2917 | 0.26856 | 0.20652
2019-02-12 08:00 | 43508.3333 | 0.07981 | 0.053585 | 2019-02-12 08:00 | 43508.3333 | 0.27024 | 0.2104
2019-02-12 09:00 | 43508.375 | 0.08063 | 0.053905 | 2019-02-12 09:00 | 43508.375 | 0.26581 | 0.21079
2019-02-12 10:00 | 43508.4167 | 0.07931 | 0.053303 | 2019-02-12 10:00 | 43508.4167 | 0.25359 | 0.20288
2019-02-12 11:00 | 43508.4583 | 0.07743 | 0.052497 | 2019-02-12 11:00 | 43508.4583 | 0.23133 | 0.18429
2019-02-12 12:00 | 43508.5 | 0.14277 | 0.051483 | 2019-02-12 12:00 | 43508.5 | 0.22658 | 0.17955
2019-02-12 13:00 | 43508.5417 | 0.14295 | 0.051558 | 2019-02-12 13:00 | 43508.5417 | 0.21534 | 0.17057
2019-02-12 14:00 | 43508.5833 | 0.14136 | 0.050902 | 2019-02-12 14:00 | 43508.5833 | 0.21251 | 0.16802
2019-02-12 15:00 | 43508.625 | 0.14051 | 0.050553 | 2019-02-12 15:00 | 43508.625 | 0.21231 | 0.16642
2019-02-12 16:00 | 43508.6667 | 0.14054 | 0.050569 | 2019-02-12 16:00 | 43508.6667 | 0.22033 | 0.17122
2019-02-12 17:00 | 43508.7083 | 0.14316 | 0.051649 | 2019-02-12 17:00 | 43508.7083 | 0.24978 | 0.19461
2019-02-12 18:00 | 43508.75 | 0.14703 | 0.053241 | 2019-02-12 18:00 | 43508.75 | 0.27188 | 0.21224
2019-02-12 19:00 | 43508.7917 | 0.15031 | 0.054591 | 2019-02-12 19:00 | 43508.7917 | 0.29288 | 0.23127
2019-02-12 20:00 | 43508.8333 | 0.15202 | 0.055297 | 2019-02-12 20:00 | 43508.8333 | 0.27782 | 0.21965
2019-02-12 21:00 | 43508.875 | 0.1519 | 0.055218 | 2019-02-12 21:00 | 43508.875 | 0.27158 | 0.21461
2019-02-12 22:00 | 43508.9167 | 0.08193 | 0.054757 | 2019-02-12 22:00 | 43508.9167 | 0.25846 | 0.20461
2019-02-12 23:00 | 43508.9583 | 0.08159 | 0.054636 | 2019-02-12 23:00 | 43508.9583 | 0.24587 | 0.19317
2019-02-13 | 43509 | 0.08305 | 0.05555 | 2019-02-13 | 43509 | 0.2783 | 0.21765
2019-02-13 01:00 | 43509.0417 | 0.08113 | 0.054769 | 2019-02-13 01:00 | 43509.0417 | 0.27796 | 0.2131
2019-02-13 02:00 | 43509.0833 | 0.07868 | 0.053706 | 2019-02-13 02:00 | 43509.0833 | 0.27714 | 0.20987
2019-02-13 03:00 | 43509.125 | 0.07705 | 0.052995 | 2019-02-13 03:00 | 43509.125 | 0.25182 | 0.18609
2019-02-13 04:00 | 43509.1667 | 0.07726 | 0.053083 | 2019-02-13 04:00 | 43509.1667 | 0.23238 | 0.16864
2019-02-13 05:00 | 43509.2083 | 0.07902 | 0.053793 | 2019-02-13 05:00 | 43509.2083 | 0.23254 | 0.16912
2019-02-13 06:00 | 43509.25 | 0.07935 | 0.053818 | 2019-02-13 06:00 | 43509.25 | 0.23254 | 0.17002
2019-02-13 07:00 | 43509.2917 | 0.08166 | 0.05467 | 2019-02-13 07:00 | 43509.2917 | 0.25318 | 0.18963
2019-02-13 08:00 | 43509.3333 | 0.08109 | 0.054138 | 2019-02-13 08:00 | 43509.3333 | 0.22672 | 0.16904
2019-02-13 09:00 | 43509.375 | 0.08084 | 0.053997 | 2019-02-13 09:00 | 43509.375 | 0.2205 | 0.16952
2019-02-13 10:00 | 43509.4167 | 0.08019 | 0.053714 | 2019-02-13 10:00 | 43509.4167 | 0.20946 | 0.16306
2019-02-13 11:00 | 43509.4583 | 0.07853 | 0.053 | 2019-02-13 11:00 | 43509.4583 | 0.19264 | 0.14806
2019-02-13 12:00 | 43509.5 | 0.1438 | 0.05194 | 2019-02-13 12:00 | 43509.5 | 0.19332 | 0.14789
2019-02-13 13:00 | 43509.5417 | 0.14218 | 0.051242 | 2019-02-13 13:00 | 43509.5417 | 0.15718 | 0.11764
2019-02-13 14:00 | 43509.5833 | 0.14194 | 0.051143 | 2019-02-13 14:00 | 43509.5833 | 0.0993 | 0.06963
2019-02-13 15:00 | 43509.625 | 0.14047 | 0.05054 | 2019-02-13 15:00 | 43509.625 | 0.12688 | 0.09269
2019-02-13 16:00 | 43509.6667 | 0.13924 | 0.050029 | 2019-02-13 16:00 | 43509.6667 | 0.14638 | 0.10449
2019-02-13 17:00 | 43509.7083 | 0.14171 | 0.051051 | 2019-02-13 17:00 | 43509.7083 | 0.1707 | 0.12369
2019-02-13 18:00 | 43509.75 | 0.14444 | 0.052173 | 2019-02-13 18:00 | 43509.75 | 0.21818 | 0.16447
2019-02-13 19:00 | 43509.7917 | 0.14783 | 0.053569 | 2019-02-13 19:00 | 43509.7917 | 0.2351 | 0.18166
2019-02-13 20:00 | 43509.8333 | 0.14944 | 0.054204 | 2019-02-13 20:00 | 43509.8333 | 0.25989 | 0.20479
2019-02-13 21:00 | 43509.875 | 0.14913 | 0.054076 | 2019-02-13 21:00 | 43509.875 | 0.25975 | 0.20484
2019-02-13 22:00 | 43509.9167 | 0.07836 | 0.053207 | 2019-02-13 22:00 | 43509.9167 | 0.2197 | 0.17065
2019-02-13 23:00 | 43509.9583 | 0.07447 | 0.05155 | 2019-02-13 23:00 | 43509.9583 | 0.21959 | 0.16871
2019-02-14 | 43510 | 0.07851 | 0.053515 | 2019-02-14 | 43510 | 0.20771 | 0.15323
2019-02-14 01:00 | 43510.0417 | 0.07141 | 0.050453 | 2019-02-14 01:00 | 43510.0417 | 0.20703 | 0.14972
2019-02-14 02:00 | 43510.0833 | 0.06682 | 0.048501 | 2019-02-14 02:00 | 43510.0833 | 0.20028 | 0.14221
2019-02-14 03:00 | 43510.125 | 0.06604 | 0.04816 | 2019-02-14 03:00 | 43510.125 | 0.16061 | 0.10722
2019-02-14 04:00 | 43510.1667 | 0.06433 | 0.047412 | 2019-02-14 04:00 | 43510.1667 | 0.15767 | 0.10472
2019-02-14 05:00 | 43510.2083 | 0.06545 | 0.047853 | 2019-02-14 05:00 | 43510.2083 | 0.20759 | 0.14667
2019-02-14 06:00 | 43510.25 | 0.07214 | 0.050603 | 2019-02-14 06:00 | 43510.25 | 0.22746 | 0.17056
2019-02-14 07:00 | 43510.2917 | 0.07712 | 0.052671 | 2019-02-14 07:00 | 43510.2917 | 0.27568 | 0.21677
2019-02-14 08:00 | 43510.3333 | 0.07971 | 0.053511 | 2019-02-14 08:00 | 43510.3333 | 0.30703 | 0.2242
2019-02-14 09:00 | 43510.375 | 0.07704 | 0.052327 | 2019-02-14 09:00 | 43510.375 | 0.31208 | 0.22785
2019-02-14 10:00 | 43510.4167 | 0.07386 | 0.050931 | 2019-02-14 10:00 | 43510.4167 | 0.36887 | 0.21769
2019-02-14 11:00 | 43510.4583 | 0.06972 | 0.049153 | 2019-02-14 11:00 | 43510.4583 | 0.34799 | 0.20003
2019-02-14 12:00 | 43510.5 | 0.13514 | 0.048368 | 2019-02-14 12:00 | 43510.5 | 0.31415 | 0.16972
2019-02-14 13:00 | 43510.5417 | 0.13434 | 0.048035 | 2019-02-14 13:00 | 43510.5417 | 0.30537 | 0.16269
2019-02-14 14:00 | 43510.5833 | 0.13203 | 0.047084 | 2019-02-14 14:00 | 43510.5833 | 0.23199 | 0.15977
2019-02-14 15:00 | 43510.625 | 0.13215 | 0.047134 | 2019-02-14 15:00 | 43510.625 | 0.22846 | 0.15583
2019-02-14 16:00 | 43510.6667 | 0.13337 | 0.047637 | 2019-02-14 16:00 | 43510.6667 | 0.23875 | 0.16248
2019-02-14 17:00 | 43510.7083 | 0.13703 | 0.049149 | 2019-02-14 17:00 | 43510.7083 | 0.27546 | 0.19471
2019-02-14 18:00 | 43510.75 | 0.14269 | 0.051454 | 2019-02-14 18:00 | 43510.75 | 0.37979 | 0.2217
2019-02-14 19:00 | 43510.7917 | 0.14539 | 0.052563 | 2019-02-14 19:00 | 43510.7917 | 0.4092 | 0.24843
2019-02-14 20:00 | 43510.8333 | 0.14677 | 0.053103 | 2019-02-14 20:00 | 43510.8333 | 0.3838 | 0.22861
2019-02-14 21:00 | 43510.875 | 0.14742 | 0.053373 | 2019-02-14 21:00 | 43510.875 | 0.37659 | 0.22256
2019-02-14 22:00 | 43510.9167 | 0.0772 | 0.052709 | 2019-02-14 22:00 | 43510.9167 | 0.28933 | 0.21026
2019-02-14 23:00 | 43510.9583 | 0.07305 | 0.050935 | 2019-02-14 23:00 | 43510.9583 | 0.27285 | 0.19449
2019-02-15 | 43511 | 0.06534 | 0.047774 | 2019-02-15 | 43511 | 0.25673 | 0.19798
2019-02-15 01:00 | 43511.0417 | 0.06276 | 0.046681 | 2019-02-15 01:00 | 43511.0417 | 0.24954 | 0.18854
2019-02-15 02:00 | 43511.0833 | 0.06134 | 0.046108 | 2019-02-15 02:00 | 43511.0833 | 0.24113 | 0.17942
2019-02-15 03:00 | 43511.125 | 0.06138 | 0.046124 | 2019-02-15 03:00 | 43511.125 | 0.23496 | 0.17331
2019-02-15 04:00 | 43511.1667 | 0.06187 | 0.046315 | 2019-02-15 04:00 | 43511.1667 | 0.22546 | 0.16587
2019-02-15 05:00 | 43511.2083 | 0.06229 | 0.046453 | 2019-02-15 05:00 | 43511.2083 | 0.23016 | 0.16912
2019-02-15 06:00 | 43511.25 | 0.06924 | 0.049369 | 2019-02-15 06:00 | 43511.25 | 0.26573 | 0.20385
2019-02-15 07:00 | 43511.2917 | 0.07721 | 0.052709 | 2019-02-15 07:00 | 43511.2917 | 0.29543 | 0.23381
2019-02-15 08:00 | 43511.3333 | 0.07675 | 0.052235 | 2019-02-15 08:00 | 43511.3333 | 0.34023 | 0.25047
2019-02-15 09:00 | 43511.375 | 0.07474 | 0.051313 | 2019-02-15 09:00 | 43511.375 | 0.32737 | 0.23967
2019-02-15 10:00 | 43511.4167 | 0.07439 | 0.051134 | 2019-02-15 10:00 | 43511.4167 | 0.37315 | 0.22015
2019-02-15 11:00 | 43511.4583 | 0.0728 | 0.050478 | 2019-02-15 11:00 | 43511.4583 | 0.35158 | 0.20213
2019-02-15 12:00 | 43511.5 | 0.13878 | 0.049867 | 2019-02-15 12:00 | 43511.5 | 0.32976 | 0.18339
2019-02-15 13:00 | 43511.5417 | 0.13828 | 0.049664 | 2019-02-15 13:00 | 43511.5417 | 0.30453 | 0.16276
2019-02-15 14:00 | 43511.5833 | 0.1366 | 0.04897 | 2019-02-15 14:00 | 43511.5833 | 0.23448 | 0.16255
2019-02-15 15:00 | 43511.625 | 0.13601 | 0.048725 | 2019-02-15 15:00 | 43511.625 | 0.2351 | 0.16233
2019-02-15 16:00 | 43511.6667 | 0.1361 | 0.048733 | 2019-02-15 16:00 | 43511.6667 | 0.2401 | 0.16293
2019-02-15 17:00 | 43511.7083 | 0.13751 | 0.049344 | 2019-02-15 17:00 | 43511.7083 | 0.26847 | 0.18859
2019-02-15 18:00 | 43511.75 | 0.14134 | 0.050898 | 2019-02-15 18:00 | 43511.75 | 0.38346 | 0.22372
2019-02-15 19:00 | 43511.7917 | 0.14419 | 0.052069 | 2019-02-15 19:00 | 43511.7917 | 0.39637 | 0.23798
2019-02-15 20:00 | 43511.8333 | 0.14549 | 0.052605 | 2019-02-15 20:00 | 43511.8333 | 0.40628 | 0.2477
2019-02-15 21:00 | 43511.875 | 0.14535 | 0.052526 | 2019-02-15 21:00 | 43511.875 | 0.39478 | 0.23797
2019-02-15 22:00 | 43511.9167 | 0.07516 | 0.051853 | 2019-02-15 22:00 | 43511.9167 | 0.30585 | 0.22546
2019-02-15 23:00 | 43511.9583 | 0.07402 | 0.051388 | 2019-02-15 23:00 | 43511.9583 | 0.24864 | 0.17312
2019-02-16 | 43512 | 0.07848 | 0.05356 | 2019-02-16 | 43512 | 0.22253 | 0.17168
2019-02-16 01:00 | 43512.0417 | 0.07472 | 0.051944 | 2019-02-16 01:00 | 43512.0417 | 0.21583 | 0.16196
2019-02-16 02:00 | 43512.0833 | 0.06762 | 0.048899 | 2019-02-16 02:00 | 43512.0833 | 0.21342 | 0.15844
2019-02-16 03:00 | 43512.125 | 0.06678 | 0.048509 | 2019-02-16 03:00 | 43512.125 | 0.20582 | 0.15144
2019-02-16 04:00 | 43512.1667 | 0.06557 | 0.048006 | 2019-02-16 04:00 | 43512.1667 | 0.2032 | 0.14926
2019-02-16 05:00 | 43512.2083 | 0.06485 | 0.047666 | 2019-02-16 05:00 | 43512.2083 | 0.20645 | 0.15177
2019-02-16 06:00 | 43512.25 | 0.06611 | 0.048189 | 2019-02-16 06:00 | 43512.25 | 0.21602 | 0.16306
2019-02-16 07:00 | 43512.2917 | 0.06757 | 0.048775 | 2019-02-16 07:00 | 43512.2917 | 0.26929 | 0.21273
2019-02-16 08:00 | 43512.3333 | 0.06562 | 0.047769 | 2019-02-16 08:00 | 43512.3333 | 0.30104 | 0.21898
2019-02-16 09:00 | 43512.375 | 0.0704 | 0.049734 | 2019-02-16 09:00 | 43512.375 | 0.29666 | 0.21475
2019-02-16 10:00 | 43512.4167 | 0.07387 | 0.051201 | 2019-02-16 10:00 | 43512.4167 | 0.31773 | 0.17473
2019-02-16 11:00 | 43512.4583 | 0.06854 | 0.048874 | 2019-02-16 11:00 | 43512.4583 | 0.30391 | 0.16192
2019-02-16 12:00 | 43512.5 | 0.13256 | 0.047258 | 2019-02-16 12:00 | 43512.5 | 0.3081 | 0.16467
2019-02-16 13:00 | 43512.5417 | 0.13236 | 0.047175 | 2019-02-16 13:00 | 43512.5417 | 0.29627 | 0.15492
2019-02-16 14:00 | 43512.5833 | 0.12918 | 0.045867 | 2019-02-16 14:00 | 43512.5833 | 0.21247 | 0.14303
2019-02-16 15:00 | 43512.625 | 0.12677 | 0.044853 | 2019-02-16 15:00 | 43512.625 | 0.20707 | 0.13803
2019-02-16 16:00 | 43512.6667 | 0.12567 | 0.044425 | 2019-02-16 16:00 | 43512.6667 | 0.20698 | 0.13523
2019-02-16 17:00 | 43512.7083 | 0.12952 | 0.046008 | 2019-02-16 17:00 | 43512.7083 | 0.23594 | 0.16052
2019-02-16 18:00 | 43512.75 | 0.13614 | 0.048733 | 2019-02-16 18:00 | 43512.75 | 0.36549 | 0.21041
2019-02-16 19:00 | 43512.7917 | 0.14129 | 0.050827 | 2019-02-16 19:00 | 43512.7917 | 0.37984 | 0.22472
2019-02-16 20:00 | 43512.8333 | 0.14383 | 0.051874 | 2019-02-16 20:00 | 43512.8333 | 0.39208 | 0.23644
2019-02-16 21:00 | 43512.875 | 0.14068 | 0.050578 | 2019-02-16 21:00 | 43512.875 | 0.38025 | 0.22602
2019-02-16 22:00 | 43512.9167 | 0.06869 | 0.049186 | 2019-02-16 22:00 | 43512.9167 | 0.28825 | 0.20978
2019-02-16 23:00 | 43512.9583 | 0.06631 | 0.048177 | 2019-02-16 23:00 | 43512.9583 | 0.24715 | 0.17172
2019-02-17 | 43513 | 0.06304 | 0.046872 | 2019-02-17 | 43513 | 0.17652 | 0.13001
2019-02-17 01:00 | 43513.0417 | 0.05818 | 0.044799 | 2019-02-17 01:00 | 43513.0417 | 0.17576 | 0.12716
2019-02-17 02:00 | 43513.0833 | 0.05396 | 0.042955 | 2019-02-17 02:00 | 43513.0833 | 0.14907 | 0.10476
2019-02-17 03:00 | 43513.125 | 0.05245 | 0.042315 | 2019-02-17 03:00 | 43513.125 | 0.1436 | 0.09977
2019-02-17 04:00 | 43513.1667 | 0.05203 | 0.042111 | 2019-02-17 04:00 | 43513.1667 | 0.14359 | 0.09982
2019-02-17 05:00 | 43513.2083 | 0.05291 | 0.042518 | 2019-02-17 05:00 | 43513.2083 | 0.15744 | 0.11031
2019-02-17 06:00 | 43513.25 | 0.05467 | 0.043266 | 2019-02-17 06:00 | 43513.25 | 0.18652 | 0.13842
2019-02-17 07:00 | 43513.2917 | 0.0599 | 0.045551 | 2019-02-17 07:00 | 43513.2917 | 0.21648 | 0.16993
2019-02-17 08:00 | 43513.3333 | 0.0594 | 0.04519 | 2019-02-17 08:00 | 43513.3333 | 0.27264 | 0.19677
2019-02-17 09:00 | 43513.375 | 0.06172 | 0.046104 | 2019-02-17 09:00 | 43513.375 | 0.26761 | 0.19241
2019-02-17 10:00 | 43513.4167 | 0.0673 | 0.048447 | 2019-02-17 10:00 | 43513.4167 | 0.3092 | 0.16982
2019-02-17 11:00 | 43513.4583 | 0.0649 | 0.047408 | 2019-02-17 11:00 | 43513.4583 | 0.29148 | 0.15479
2019-02-17 12:00 | 43513.5 | 0.12898 | 0.045763 | 2019-02-17 12:00 | 43513.5 | 0.28091 | 0.14529
2019-02-17 13:00 | 43513.5417 | 0.13163 | 0.046856 | 2019-02-17 13:00 | 43513.5417 | 0.2663 | 0.13368
2019-02-17 14:00 | 43513.5833 | 0.12903 | 0.045788 | 2019-02-17 14:00 | 43513.5833 | 0.20279 | 0.13867
2019-02-17 15:00 | 43513.625 | 0.12668 | 0.04482 | 2019-02-17 15:00 | 43513.625 | 0.19534 | 0.13161
2019-02-17 16:00 | 43513.6667 | 0.12664 | 0.044783 | 2019-02-17 16:00 | 43513.6667 | 0.22597 | 0.1544
2019-02-17 17:00 | 43513.7083 | 0.12867 | 0.045618 | 2019-02-17 17:00 | 43513.7083 | 0.23267 | 0.15972
2019-02-17 18:00 | 43513.75 | 0.13804 | 0.049493 | 2019-02-17 18:00 | 43513.75 | 0.36397 | 0.20969
2019-02-17 19:00 | 43513.7917 | 0.14561 | 0.052605 | 2019-02-17 19:00 | 43513.7917 | 0.39589 | 0.23779
2019-02-17 20:00 | 43513.8333 | 0.1473 | 0.053299 | 2019-02-17 20:00 | 43513.8333 | 0.42983 | 0.26783
2019-02-17 21:00 | 43513.875 | 0.14817 | 0.05366 | 2019-02-17 21:00 | 43513.875 | 0.39345 | 0.23752
2019-02-17 22:00 | 43513.9167 | 0.07884 | 0.053565 | 2019-02-17 22:00 | 43513.9167 | 0.28757 | 0.20996
2019-02-17 23:00 | 43513.9583 | 0.07744 | 0.052958 | 2019-02-17 23:00 | 43513.9583 | 0.27428 | 0.19709
2019-02-18 | 43514 | 0.069 | 0.049402 | 2019-02-18 | 43514 | 0.26269 | 0.20599
2019-02-18 01:00 | 43514.0417 | 0.06334 | 0.047005 | 2019-02-18 01:00 | 43514.0417 | 0.25879 | 0.1995
2019-02-18 02:00 | 43514.0833 | 0.06259 | 0.046706 | 2019-02-18 02:00 | 43514.0833 | 0.25 | 0.18951
2019-02-18 03:00 | 43514.125 | 0.06324 | 0.047013 | 2019-02-18 03:00 | 43514.125 | 0.23829 | 0.17893
2019-02-18 04:00 | 43514.1667 | 0.06301 | 0.046885 | 2019-02-18 04:00 | 43514.1667 | 0.23058 | 0.17232
2019-02-18 05:00 | 43514.2083 | 0.06314 | 0.046893 | 2019-02-18 05:00 | 43514.2083 | 0.22952 | 0.17241
2019-02-18 06:00 | 43514.25 | 0.0727 | 0.050873 | 2019-02-18 06:00 | 43514.25 | 0.2559 | 0.19747
2019-02-18 07:00 | 43514.2917 | 0.07561 | 0.052019 | 2019-02-18 07:00 | 43514.2917 | 0.26496 | 0.21008
2019-02-18 08:00 | 43514.3333 | 0.0752 | 0.051571 | 2019-02-18 08:00 | 43514.3333 | 0.29513 | 0.21447
2019-02-18 09:00 | 43514.375 | 0.07593 | 0.051849 | 2019-02-18 09:00 | 43514.375 | 0.28924 | 0.20931
2019-02-18 10:00 | 43514.4167 | 0.07615 | 0.051915 | 2019-02-18 10:00 | 43514.4167 | 0.35195 | 0.20504
2019-02-18 11:00 | 43514.4583 | 0.07556 | 0.051695 | 2019-02-18 11:00 | 43514.4583 | 0.34517 | 0.19915
2019-02-18 12:00 | 43514.5 | 0.14213 | 0.051251 | 2019-02-18 12:00 | 43514.5 | 0.33255 | 0.18772
2019-02-18 13:00 | 43514.5417 | 0.14217 | 0.051267 | 2019-02-18 13:00 | 43514.5417 | 0.32371 | 0.18015
2019-02-18 14:00 | 43514.5833 | 0.14087 | 0.050702 | 2019-02-18 14:00 | 43514.5833 | 0.23018 | 0.15959
2019-02-18 15:00 | 43514.625 | 0.14103 | 0.050769 | 2019-02-18 15:00 | 43514.625 | 0.22411 | 0.15376
2019-02-18 16:00 | 43514.6667 | 0.14122 | 0.050873 | 2019-02-18 16:00 | 43514.6667 | 0.2262 | 0.15372
2019-02-18 17:00 | 43514.7083 | 0.14176 | 0.051097 | 2019-02-18 17:00 | 43514.7083 | 0.23039 | 0.15659
2019-02-18 18:00 | 43514.75 | 0.14294 | 0.051554 | 2019-02-18 18:00 | 43514.75 | 0.34171 | 0.18986
2019-02-18 19:00 | 43514.7917 | 0.14422 | 0.052082 | 2019-02-18 19:00 | 43514.7917 | 0.35208 | 0.19987
2019-02-18 20:00 | 43514.8333 | 0.14575 | 0.052713 | 2019-02-18 20:00 | 43514.8333 | 0.34137 | 0.19212
2019-02-18 21:00 | 43514.875 | 0.14489 | 0.05236 | 2019-02-18 21:00 | 43514.875 | 0.32477 | 0.17787
2019-02-18 22:00 | 43514.9167 | 0.07537 | 0.051886 | 2019-02-18 22:00 | 43514.9167 | 0.22485 | 0.15377
2019-02-18 23:00 | 43514.9583 | 0.07537 | 0.051915 | 2019-02-18 23:00 | 43514.9583 | 0.2173 | 0.14667
2019-02-19 | 43515 | 0.07658 | 0.052647 | 2019-02-19 | 43515 | 0.17703 | 0.12872
2019-02-19 01:00 | 43515.0417 | 0.07614 | 0.052538 | 2019-02-19 01:00 | 43515.0417 | 0.16043 | 0.11192
2019-02-19 02:00 | 43515.0833 | 0.07011 | 0.049959 | 2019-02-19 02:00 | 43515.0833 | 0.14689 | 0.09859
2019-02-19 03:00 | 43515.125 | 0.07031 | 0.05005 | 2019-02-19 03:00 | 43515.125 | 0.12365 | 0.07787
2019-02-19 04:00 | 43515.1667 | 0.07029 | 0.050067 | 2019-02-19 04:00 | 43515.1667 | 0.1307 | 0.08314
2019-02-19 05:00 | 43515.2083 | 0.07452 | 0.051861 | 2019-02-19 05:00 | 43515.2083 | 0.14722 | 0.09687
2019-02-19 06:00 | 43515.25 | 0.07602 | 0.052343 | 2019-02-19 06:00 | 43515.25 | 0.16347 | 0.11204
2019-02-19 07:00 | 43515.2917 | 0.07727 | 0.052767 | 2019-02-19 07:00 | 43515.2917 | 0.18785 | 0.13644
2019-02-19 08:00 | 43515.3333 | 0.07651 | 0.052165 | 2019-02-19 08:00 | 43515.3333 | 0.18794 | 0.1389
2019-02-19 09:00 | 43515.375 | 0.07702 | 0.052352 | 2019-02-19 09:00 | 43515.375 | 0.21769 | 0.16981
2019-02-19 10:00 | 43515.4167 | 0.0761 | 0.051924 | 2019-02-19 10:00 | 43515.4167 | 0.18146 | 0.14059
2019-02-19 11:00 | 43515.4583 | 0.075 | 0.05145 | 2019-02-19 11:00 | 43515.4583 | 0.17188 | 0.13204
2019-02-19 12:00 | 43515.5 | 0.14204 | 0.05118 | 2019-02-19 12:00 | 43515.5 | 0.16051 | 0.12072
2019-02-19 13:00 | 43515.5417 | 0.14157 | 0.050989 | 2019-02-19 13:00 | 43515.5417 | 0.16003 | 0.12063
2019-02-19 14:00 | 43515.5833 | 0.1408 | 0.050677 | 2019-02-19 14:00 | 43515.5833 | 0.16079 | 0.1207
2019-02-19 15:00 | 43515.625 | 0.14081 | 0.050677 | 2019-02-19 15:00 | 43515.625 | 0.14921 | 0.11016
2019-02-19 16:00 | 43515.6667 | 0.14072 | 0.050644 | 2019-02-19 16:00 | 43515.6667 | 0.15163 | 0.11185
2019-02-19 17:00 | 43515.7083 | 0.14108 | 0.05079 | 2019-02-19 17:00 | 43515.7083 | 0.17457 | 0.12891
2019-02-19 18:00 | 43515.75 | 0.14266 | 0.051442 | 2019-02-19 18:00 | 43515.75 | 0.22032 | 0.16776
2019-02-19 19:00 | 43515.7917 | 0.14422 | 0.052082 | 2019-02-19 19:00 | 43515.7917 | 0.2512 | 0.19641
2019-02-19 20:00 | 43515.8333 | 0.1459 | 0.052775 | 2019-02-19 20:00 | 43515.8333 | 0.25812 | 0.20352
2019-02-19 21:00 | 43515.875 | 0.14554 | 0.052597 | 2019-02-19 21:00 | 43515.875 | 0.25875 | 0.20421
2019-02-19 22:00 | 43515.9167 | 0.07699 | 0.052613 | 2019-02-19 22:00 | 43515.9167 | 0.25307 | 0.20033
2019-02-19 23:00 | 43515.9583 | 0.07675 | 0.052538 | 2019-02-19 23:00 | 43515.9583 | 0.24513 | 0.19196
2019-02-20 | 43516 | 0.07806 | 0.053373 | 2019-02-20 | 43516 | 0.25469 | 0.19521
2019-02-20 01:00 | 43516.0417 | 0.07711 | 0.05302 | 2019-02-20 01:00 | 43516.0417 | 0.23504 | 0.17445
2019-02-20 02:00 | 43516.0833 | 0.07456 | 0.051903 | 2019-02-20 02:00 | 43516.0833 | 0.20922 | 0.14961
2019-02-20 03:00 | 43516.125 | 0.07216 | 0.050856 | 2019-02-20 03:00 | 43516.125 | 0.20068 | 0.14057
2019-02-20 04:00 | 43516.1667 | 0.07104 | 0.05037 | 2019-02-20 04:00 | 43516.1667 | 0.20198 | 0.14056
2019-02-20 05:00 | 43516.2083 | 0.07263 | 0.05101 | 2019-02-20 05:00 | 43516.2083 | 0.20758 | 0.14516
2019-02-20 06:00 | 43516.25 | 0.07425 | 0.051604 | 2019-02-20 06:00 | 43516.25 | 0.22291 | 0.15946
2019-02-20 07:00 | 43516.2917 | 0.07632 | 0.052356 | 2019-02-20 07:00 | 43516.2917 | 0.23401 | 0.17157
2019-02-20 08:00 | 43516.3333 | 0.07514 | 0.051575 | 2019-02-20 08:00 | 43516.3333 | 0.20459 | 0.14926
2019-02-20 09:00 | 43516.375 | 0.07516 | 0.05155 | 2019-02-20 09:00 | 43516.375 | 0.19018 | 0.14056
2019-02-20 10:00 | 43516.4167 | 0.07392 | 0.051018 | 2019-02-20 10:00 | 43516.4167 | 0.17811 | 0.13582
2019-02-20 11:00 | 43516.4583 | 0.07275 | 0.050515 | 2019-02-20 11:00 | 43516.4583 | 0.1713 | 0.13022
2019-02-20 12:00 | 43516.5 | 0.13945 | 0.050142 | 2019-02-20 12:00 | 43516.5 | 0.17035 | 0.12872
2019-02-20 13:00 | 43516.5417 | 0.13811 | 0.049564 | 2019-02-20 13:00 | 43516.5417 | 0.17129 | 0.12993
2019-02-20 14:00 | 43516.5833 | 0.13661 | 0.048949 | 2019-02-20 14:00 | 43516.5833 | 0.17044 | 0.1289
2019-02-20 15:00 | 43516.625 | 0.13598 | 0.048688 | 2019-02-20 15:00 | 43516.625 | 0.16784 | 0.12529
2019-02-20 16:00 | 43516.6667 | 0.13612 | 0.04875 | 2019-02-20 16:00 | 43516.6667 | 0.17469 | 0.12832
2019-02-20 17:00 | 43516.7083 | 0.13823 | 0.049614 | 2019-02-20 17:00 | 43516.7083 | 0.18501 | 0.13632
2019-02-20 18:00 | 43516.75 | 0.14049 | 0.050544 | 2019-02-20 18:00 | 43516.75 | 0.25895 | 0.19972
2019-02-20 19:00 | 43516.7917 | 0.14328 | 0.051695 | 2019-02-20 19:00 | 43516.7917 | 0.27743 | 0.21782
2019-02-20 20:00 | 43516.8333 | 0.14445 | 0.052152 | 2019-02-20 20:00 | 43516.8333 | 0.28453 | 0.22479
2019-02-20 21:00 | 43516.875 | 0.14439 | 0.052127 | 2019-02-20 21:00 | 43516.875 | 0.28195 | 0.22303
2019-02-20 22:00 | 43516.9167 | 0.07513 | 0.051812 | 2019-02-20 22:00 | 43516.9167 | 0.27047 | 0.21472
2019-02-20 23:00 | 43516.9583 | 0.07419 | 0.051429 | 2019-02-20 23:00 | 43516.9583 | 0.26045 | 0.20463
2019-02-21 | 43517 | 0.07629 | 0.052543 | 2019-02-21 | 43517 | 0.26014 | 0.19822
2019-02-21 01:00 | 43517.0417 | 0.07255 | 0.050947 | 2019-02-21 01:00 | 43517.0417 | 0.22573 | 0.16463
2019-02-21 02:00 | 43517.0833 | 0.06704 | 0.048596 | 2019-02-21 02:00 | 43517.0833 | 0.22162 | 0.1586
2019-02-21 03:00 | 43517.125 | 0.06616 | 0.048214 | 2019-02-21 03:00 | 43517.125 | 0.20826 | 0.14682
2019-02-21 04:00 | 43517.1667 | 0.06468 | 0.047566 | 2019-02-21 04:00 | 43517.1667 | 0.20229 | 0.14172
2019-02-21 05:00 | 43517.2083 | 0.06576 | 0.04799 | 2019-02-21 05:00 | 43517.2083 | 0.21709 | 0.15421
2019-02-21 06:00 | 43517.25 | 0.0679 | 0.048758 | 2019-02-21 06:00 | 43517.25 | 0.26326 | 0.20021
2019-02-21 07:00 | 43517.2917 | 0.07439 | 0.051487 | 2019-02-21 07:00 | 43517.2917 | 0.28067 | 0.22034
2019-02-21 08:00 | 43517.3333 | 0.07373 | 0.050939 | 2019-02-21 08:00 | 43517.3333 | 0.30721 | 0.22421
2019-02-21 09:00 | 43517.375 | 0.0735 | 0.050806 | 2019-02-21 09:00 | 43517.375 | 0.30042 | 0.21762
2019-02-21 10:00 | 43517.4167 | 0.07253 | 0.050358 | 2019-02-21 10:00 | 43517.4167 | 0.3457 | 0.1979
2019-02-21 11:00 | 43517.4583 | 0.07009 | 0.049315 | 2019-02-21 11:00 | 43517.4583 | 0.31386 | 0.16983
2019-02-21 12:00 | 43517.5 | 0.1346 | 0.048143 | 2019-02-21 12:00 | 43517.5 | 0.3047 | 0.16108
2019-02-21 13:00 | 43517.5417 | 0.1316 | 0.046905 | 2019-02-21 13:00 | 43517.5417 | 0.28773 | 0.14687
2019-02-21 14:00 | 43517.5833 | 0.13055 | 0.046477 | 2019-02-21 14:00 | 43517.5833 | 0.21139 | 0.14132
2019-02-21 15:00 | 43517.625 | 0.13067 | 0.046523 | 2019-02-21 15:00 | 43517.625 | 0.194 | 0.12524
2019-02-21 16:00 | 43517.6667 | 0.13132 | 0.046793 | 2019-02-21 16:00 | 43517.6667 | 0.21457 | 0.14132
2019-02-21 17:00 | 43517.7083 | 0.13401 | 0.047902 | 2019-02-21 17:00 | 43517.7083 | 0.23929 | 0.16284
2019-02-21 18:00 | 43517.75 | 0.13932 | 0.050063 | 2019-02-21 18:00 | 43517.75 | 0.37512 | 0.21776
2019-02-21 19:00 | 43517.7917 | 0.143 | 0.051583 | 2019-02-21 19:00 | 43517.7917 | 0.38326 | 0.22711
2019-02-21 20:00 | 43517.8333 | 0.14446 | 0.052152 | 2019-02-21 20:00 | 43517.8333 | 0.39245 | 0.23587
2019-02-21 21:00 | 43517.875 | 0.1446 | 0.052214 | 2019-02-21 21:00 | 43517.875 | 0.38132 | 0.22649
2019-02-21 22:00 | 43517.9167 | 0.07527 | 0.05187 | 2019-02-21 22:00 | 43517.9167 | 0.29771 | 0.21755
2019-02-21 23:00 | 43517.9583 | 0.07361 | 0.05118 | 2019-02-21 23:00 | 43517.9583 | 0.26639 | 0.18852
2019-02-22 | 43518 | 0.07279 | 0.051018 | 2019-02-22 | 43518 | 0.22931 | 0.17631
2019-02-22 01:00 | 43518.0417 | 0.06637 | 0.048251 | 2019-02-22 01:00 | 43518.0417 | 0.22471 | 0.16944
2019-02-22 02:00 | 43518.0833 | 0.06374 | 0.047155 | 2019-02-22 02:00 | 43518.0833 | 0.2217 | 0.16502
2019-02-22 03:00 | 43518.125 | 0.0634 | 0.047009 | 2019-02-22 03:00 | 43518.125 | 0.22006 | 0.16278
2019-02-22 04:00 | 43518.1667 | 0.06286 | 0.046748 | 2019-02-22 04:00 | 43518.1667 | 0.21417 | 0.15772
2019-02-22 05:00 | 43518.2083 | 0.06416 | 0.047263 | 2019-02-22 05:00 | 43518.2083 | 0.22124 | 0.16411
2019-02-22 06:00 | 43518.25 | 0.06775 | 0.048721 | 2019-02-22 06:00 | 43518.25 | 0.2494 | 0.19159
2019-02-22 07:00 | 43518.2917 | 0.07358 | 0.051139 | 2019-02-22 07:00 | 43518.2917 | 0.25781 | 0.20262
2019-02-22 08:00 | 43518.3333 | 0.0728 | 0.05054 | 2019-02-22 08:00 | 43518.3333 | 0.29309 | 0.21117
2019-02-22 09:00 | 43518.375 | 0.07245 | 0.050328 | 2019-02-22 09:00 | 43518.375 | 0.27964 | 0.19943
2019-02-22 10:00 | 43518.4167 | 0.07112 | 0.04973 | 2019-02-22 10:00 | 43518.4167 | 0.33831 | 0.19102
2019-02-22 11:00 | 43518.4583 | 0.069 | 0.048845 | 2019-02-22 11:00 | 43518.4583 | 0.31847 | 0.17389
2019-02-22 12:00 | 43518.5 | 0.13487 | 0.048255 | 2019-02-22 12:00 | 43518.5 | 0.31558 | 0.17062
2019-02-22 13:00 | 43518.5417 | 0.13282 | 0.047412 | 2019-02-22 13:00 | 43518.5417 | 0.30163 | 0.15946
2019-02-22 14:00 | 43518.5833 | 0.13085 | 0.046598 | 2019-02-22 14:00 | 43518.5833 | 0.21425 | 0.14454
2019-02-22 15:00 | 43518.625 | 0.12994 | 0.046224 | 2019-02-22 15:00 | 43518.625 | 0.20937 | 0.13972
2019-02-22 16:00 | 43518.6667 | 0.13061 | 0.046473 | 2019-02-22 16:00 | 43518.6667 | 0.21453 | 0.14122
2019-02-22 17:00 | 43518.7083 | 0.13399 | 0.047894 | 2019-02-22 17:00 | 43518.7083 | 0.2352 | 0.15945
2019-02-22 18:00 | 43518.75 | 0.13829 | 0.049639 | 2019-02-22 18:00 | 43518.75 | 0.35843 | 0.20313
2019-02-22 19:00 | 43518.7917 | 0.1421 | 0.051209 | 2019-02-22 19:00 | 43518.7917 | 0.36809 | 0.21449
2019-02-22 20:00 | 43518.8333 | 0.14368 | 0.051861 | 2019-02-22 20:00 | 43518.8333 | 0.37404 | 0.22099
2019-02-22 21:00 | 43518.875 | 0.14306 | 0.051579 | 2019-02-22 21:00 | 43518.875 | 0.36245 | 0.21115
2019-02-22 22:00 | 43518.9167 | 0.07375 | 0.051242 | 2019-02-22 22:00 | 43518.9167 | 0.27245 | 0.19705
2019-02-22 23:00 | 43518.9583 | 0.07156 | 0.05032 | 2019-02-22 23:00 | 43518.9583 | 0.25081 | 0.17573
2019-02-23 | 43519 | 0.07394 | 0.051579 | 2019-02-23 | 43519 | 0.23122 | 0.17733
2019-02-23 01:00 | 43519.0417 | 0.06903 | 0.049464 | 2019-02-23 01:00 | 43519.0417 | 0.22812 | 0.17176
2019-02-23 02:00 | 43519.0833 | 0.06648 | 0.048401 | 2019-02-23 02:00 | 43519.0833 | 0.22404 | 0.16677
2019-02-23 03:00 | 43519.125 | 0.06525 | 0.047844 | 2019-02-23 03:00 | 43519.125 | 0.22035 | 0.16305
2019-02-23 04:00 | 43519.1667 | 0.06508 | 0.04779 | 2019-02-23 04:00 | 43519.1667 | 0.21971 | 0.16254
2019-02-23 05:00 | 43519.2083 | 0.0651 | 0.047778 | 2019-02-23 05:00 | 43519.2083 | 0.22681 | 0.16888
2019-02-23 06:00 | 43519.25 | 0.06545 | 0.047902 | 2019-02-23 06:00 | 43519.25 | 0.26051 | 0.20101
2019-02-23 07:00 | 43519.2917 | 0.06881 | 0.049315 | 2019-02-23 07:00 | 43519.2917 | 0.26743 | 0.21143
2019-02-23 08:00 | 43519.3333 | 0.06716 | 0.048434 | 2019-02-23 08:00 | 43519.3333 | 0.2983 | 0.21626
2019-02-23 09:00 | 43519.375 | 0.07194 | 0.050399 | 2019-02-23 09:00 | 43519.375 | 0.29596 | 0.21404
2019-02-23 10:00 | 43519.4167 | 0.07187 | 0.050341 | 2019-02-23 10:00 | 43519.4167 | 0.35331 | 0.20494
2019-02-23 11:00 | 43519.4583 | 0.07141 | 0.050117 | 2019-02-23 11:00 | 43519.4583 | 0.34118 | 0.19443
2019-02-23 12:00 | 43519.5 | 0.137 | 0.049086 | 2019-02-23 12:00 | 43519.5 | 0.32868 | 0.1835
2019-02-23 13:00 | 43519.5417 | 0.13611 | 0.048721 | 2019-02-23 13:00 | 43519.5417 | 0.32077 | 0.17749
2019-02-23 14:00 | 43519.5833 | 0.13286 | 0.047383 | 2019-02-23 14:00 | 43519.5833 | 0.23837 | 0.16703
2019-02-23 15:00 | 43519.625 | 0.1305 | 0.046386 | 2019-02-23 15:00 | 43519.625 | 0.24221 | 0.16963
2019-02-23 16:00 | 43519.6667 | 0.12952 | 0.046008 | 2019-02-23 16:00 | 43519.6667 | 0.25574 | 0.17955
2019-02-23 17:00 | 43519.7083 | 0.13073 | 0.046502 | 2019-02-23 17:00 | 43519.7083 | 0.28672 | 0.2053
2019-02-23 18:00 | 43519.75 | 0.1357 | 0.04855 | 2019-02-23 18:00 | 43519.75 | 0.38823 | 0.22948
2019-02-23 19:00 | 43519.7917 | 0.14046 | 0.050482 | 2019-02-23 19:00 | 43519.7917 | 0.39401 | 0.23628
2019-02-23 20:00 | 43519.8333 | 0.14192 | 0.051085 | 2019-02-23 20:00 | 43519.8333 | 0.40087 | 0.24343
2019-02-23 21:00 | 43519.875 | 0.14173 | 0.051014 | 2019-02-23 21:00 | 43519.875 | 0.37688 | 0.22279
2019-02-23 22:00 | 43519.9167 | 0.07366 | 0.051346 | 2019-02-23 22:00 | 43519.9167 | 0.29153 | 0.21281
2019-02-23 23:00 | 43519.9583 | 0.07143 | 0.050403 | 2019-02-23 23:00 | 43519.9583 | 0.28717 | 0.20771
2019-02-24 | 43520 | 0.07388 | 0.051608 | 2019-02-24 | 43520 | 0.26949 | 0.21032
2019-02-24 01:00 | 43520.0417 | 0.06908 | 0.04956 | 2019-02-24 01:00 | 43520.0417 | 0.27056 | 0.20783
2019-02-24 02:00 | 43520.0833 | 0.06554 | 0.048019 | 2019-02-24 02:00 | 43520.0833 | 0.26704 | 0.20001
2019-02-24 03:00 | 43520.125 | 0.06445 | 0.047566 | 2019-02-24 03:00 | 43520.125 | 0.26472 | 0.19737
2019-02-24 04:00 | 43520.1667 | 0.06237 | 0.046631 | 2019-02-24 04:00 | 43520.1667 | 0.26869 | 0.20077
2019-02-24 05:00 | 43520.2083 | 0.06254 | 0.046731 | 2019-02-24 05:00 | 43520.2083 | 0.26708 | 0.20427
2019-02-24 06:00 | 43520.25 | 0.06376 | 0.047242 | 2019-02-24 06:00 | 43520.25 | 0.27099 | 0.21143
2019-02-24 07:00 | 43520.2917 | 0.06365 | 0.047188 | 2019-02-24 07:00 | 43520.2917 | 0.27378 | 0.21836
2019-02-24 08:00 | 43520.3333 | 0.06284 | 0.046689 | 2019-02-24 08:00 | 43520.3333 | 0.31751 | 0.23413
2019-02-24 09:00 | 43520.375 | 0.06791 | 0.048791 | 2019-02-24 09:00 | 43520.375 | 0.30016 | 0.21973
2019-02-24 10:00 | 43520.4167 | 0.07046 | 0.049817 | 2019-02-24 10:00 | 43520.4167 | 0.36094 | 0.21348
2019-02-24 11:00 | 43520.4583 | 0.06796 | 0.048733 | 2019-02-24 11:00 | 43520.4583 | 0.35893 | 0.21161
2019-02-24 12:00 | 43520.5 | 0.13337 | 0.04757 | 2019-02-24 12:00 | 43520.5 | 0.35863 | 0.21033
2019-02-24 13:00 | 43520.5417 | 0.13435 | 0.047973 | 2019-02-24 13:00 | 43520.5417 | 0.35461 | 0.20778
2019-02-24 14:00 | 43520.5833 | 0.1336 | 0.047666 | 2019-02-24 14:00 | 43520.5833 | 0.2863 | 0.20929
2019-02-24 15:00 | 43520.625 | 0.13027 | 0.046295 | 2019-02-24 15:00 | 43520.625 | 0.27049 | 0.19462
2019-02-24 16:00 | 43520.6667 | 0.12936 | 0.0459 | 2019-02-24 16:00 | 43520.6667 | 0.25255 | 0.17785
2019-02-24 17:00 | 43520.7083 | 0.13031 | 0.046291 | 2019-02-24 17:00 | 43520.7083 | 0.26693 | 0.18974
2019-02-24 18:00 | 43520.75 | 0.1363 | 0.048775 | 2019-02-24 18:00 | 43520.75 | 0.35596 | 0.20342
2019-02-24 19:00 | 43520.7917 | 0.14368 | 0.051812 | 2019-02-24 19:00 | 43520.7917 | 0.37322 | 0.22007
2019-02-24 20:00 | 43520.8333 | 0.14615 | 0.052825 | 2019-02-24 20:00 | 43520.8333 | 0.36636 | 0.21546
2019-02-24 21:00 | 43520.875 | 0.14677 | 0.053083 | 2019-02-24 21:00 | 43520.875 | 0.36003 | 0.21012
2019-02-24 22:00 | 43520.9167 | 0.07683 | 0.052696 | 2019-02-24 22:00 | 43520.9167 | 0.26894 | 0.19415
2019-02-24 23:00 | 43520.9583 | 0.07418 | 0.051541 | 2019-02-24 23:00 | 43520.9583 | 0.23573 | 0.16349
2019-02-25 | 43521 | 0.07173 | 0.05059 | 2019-02-25 | 43521 | 0.30005 | 0.22947
2019-02-25 01:00 | 43521.0417 | 0.06701 | 0.048604 | 2019-02-25 01:00 | 43521.0417 | 0.26335 | 0.19403
2019-02-25 02:00 | 43521.0833 | 0.0645 | 0.047537 | 2019-02-25 02:00 | 43521.0833 | 0.24982 | 0.18038
2019-02-25 03:00 | 43521.125 | 0.06431 | 0.047479 | 2019-02-25 03:00 | 43521.125 | 0.22642 | 0.15974
2019-02-25 04:00 | 43521.1667 | 0.06422 | 0.047412 | 2019-02-25 04:00 | 43521.1667 | 0.21847 | 0.15307
2019-02-25 05:00 | 43521.2083 | 0.06474 | 0.047591 | 2019-02-25 05:00 | 43521.2083 | 0.23767 | 0.16975
2019-02-25 06:00 | 43521.25 | 0.07333 | 0.051147 | 2019-02-25 06:00 | 43521.25 | 0.2749 | 0.20347
2019-02-25 07:00 | 43521.2917 | 0.07571 | 0.052061 | 2019-02-25 07:00 | 43521.2917 | 0.33849 | 0.26683
2019-02-25 08:00 | 43521.3333 | 0.07482 | 0.051409 | 2019-02-25 08:00 | 43521.3333 | 0.36424 | 0.27118
2019-02-25 09:00 | 43521.375 | 0.07445 | 0.051217 | 2019-02-25 09:00 | 43521.375 | 0.3638 | 0.27031
2019-02-25 10:00 | 43521.4167 | 0.07364 | 0.050839 | 2019-02-25 10:00 | 43521.4167 | 0.42371 | 0.26374
2019-02-25 11:00 | 43521.4583 | 0.07205 | 0.050183 | 2019-02-25 11:00 | 43521.4583 | 0.4039 | 0.24598
2019-02-25 12:00 | 43521.5 | 0.13853 | 0.049763 | 2019-02-25 12:00 | 43521.5 | 0.41247 | 0.25218
2019-02-25 13:00 | 43521.5417 | 0.13873 | 0.049847 | 2019-02-25 13:00 | 43521.5417 | 0.39771 | 0.24038
2019-02-25 14:00 | 43521.5833 | 0.13792 | 0.049489 | 2019-02-25 14:00 | 43521.5833 | 0.3239 | 0.23764
2019-02-25 15:00 | 43521.625 | 0.1371 | 0.049149 | 2019-02-25 15:00 | 43521.625 | 0.31889 | 0.23243
2019-02-25 16:00 | 43521.6667 | 0.13718 | 0.049207 | 2019-02-25 16:00 | 43521.6667 | 0.32878 | 0.24016
2019-02-25 17:00 | 43521.7083 | 0.13836 | 0.049697 | 2019-02-25 17:00 | 43521.7083 | 0.35391 | 0.2607
2019-02-25 18:00 | 43521.75 | 0.14019 | 0.050424 | 2019-02-25 18:00 | 43521.75 | 0.44819 | 0.27739
2019-02-25 19:00 | 43521.7917 | 0.14382 | 0.05192 | 2019-02-25 19:00 | 43521.7917 | 0.47325 | 0.30011
2019-02-25 20:00 | 43521.8333 | 0.14464 | 0.052256 | 2019-02-25 20:00 | 43521.8333 | 0.46181 | 0.29204
2019-02-25 21:00 | 43521.875 | 0.14498 | 0.052401 | 2019-02-25 21:00 | 43521.875 | 0.44528 | 0.27801
2019-02-25 22:00 | 43521.9167 | 0.07416 | 0.051363 | 2019-02-25 22:00 | 43521.9167 | 0.36413 | 0.27328
2019-02-25 23:00 | 43521.9583 | 0.07311 | 0.050935 | 2019-02-25 23:00 | 43521.9583 | 0.36061 | 0.26871
2019-02-26 | 43522 | 0.07368 | 0.051379 | 2019-02-26 | 43522 | 0.364 | 0.28424
2019-02-26 01:00 | 43522.0417 | 0.07261 | 0.051001 | 2019-02-26 01:00 | 43522.0417 | 0.34609 | 0.26413
2019-02-26 02:00 | 43522.0833 | 0.06739 | 0.048771 | 2019-02-26 02:00 | 43522.0833 | 0.34266 | 0.25791
2019-02-26 03:00 | 43522.125 | 0.06603 | 0.048181 | 2019-02-26 03:00 | 43522.125 | 0.32889 | 0.24487
2019-02-26 04:00 | 43522.1667 | 0.06402 | 0.047329 | 2019-02-26 04:00 | 43522.1667 | 0.32037 | 0.23604
2019-02-26 05:00 | 43522.2083 | 0.06641 | 0.048322 | 2019-02-26 05:00 | 43522.2083 | 0.31923 | 0.23598
2019-02-26 06:00 | 43522.25 | 0.07227 | 0.050715 | 2019-02-26 06:00 | 43522.25 | 0.32969 | 0.24809
2019-02-26 07:00 | 43522.2917 | 0.07393 | 0.051317 | 2019-02-26 07:00 | 43522.2917 | 0.34314 | 0.26271
2019-02-26 08:00 | 43522.3333 | 0.07348 | 0.05086 | 2019-02-26 08:00 | 43522.3333 | 0.35143 | 0.27403
2019-02-26 09:00 | 43522.375 | 0.07315 | 0.05069 | 2019-02-26 09:00 | 43522.375 | 0.33624 | 0.26709
2019-02-26 10:00 | 43522.4167 | 0.07087 | 0.04968 | 2019-02-26 10:00 | 43522.4167 | 0.3077 | 0.24642
2019-02-26 11:00 | 43522.4583 | 0.06923 | 0.048974 | 2019-02-26 11:00 | 43522.4583 | 0.30499 | 0.24492
2019-02-26 12:00 | 43522.5 | 0.13414 | 0.047927 | 2019-02-26 12:00 | 43522.5 | 0.30289 | 0.24215
2019-02-26 13:00 | 43522.5417 | 0.13208 | 0.04708 | 2019-02-26 13:00 | 43522.5417 | 0.29875 | 0.23919
2019-02-26 14:00 | 43522.5833 | 0.12787 | 0.045348 | 2019-02-26 14:00 | 43522.5833 | 0.29858 | 0.23883
2019-02-26 15:00 | 43522.625 | 0.12741 | 0.045156 | 2019-02-26 15:00 | 43522.625 | 0.30062 | 0.23842
2019-02-26 16:00 | 43522.6667 | 0.1273 | 0.045115 | 2019-02-26 16:00 | 43522.6667 | 0.30293 | 0.23846
2019-02-26 17:00 | 43522.7083 | 0.12982 | 0.046153 | 2019-02-26 17:00 | 43522.7083 | 0.32786 | 0.25773
2019-02-26 18:00 | 43522.75 | 0.13554 | 0.048509 | 2019-02-26 18:00 | 43522.75 | 0.37869 | 0.29803
2019-02-26 19:00 | 43522.7917 | 0.14083 | 0.050686 | 2019-02-26 19:00 | 43522.7917 | 0.37904 | 0.30005
2019-02-26 20:00 | 43522.8333 | 0.14243 | 0.051346 | 2019-02-26 20:00 | 43522.8333 | 0.37325 | 0.29596
2019-02-26 21:00 | 43522.875 | 0.1426 | 0.051392 | 2019-02-26 21:00 | 43522.875 | 0.37617 | 0.29881
2019-02-26 22:00 | 43522.9167 | 0.07153 | 0.050254 | 2019-02-26 22:00 | 43522.9167 | 0.33712 | 0.26649
2019-02-26 23:00 | 43522.9583 | 0.06899 | 0.049178 | 2019-02-26 23:00 | 43522.9583 | 0.33171 | 0.26043
2019-02-27 | 43523 | 0.06573 | 0.047998 | 2019-02-27 | 43523 | 0.33095 | 0.25575
2019-02-27 01:00 | 43523.0417 | 0.06201 | 0.046423 | 2019-02-27 01:00 | 43523.0417 | 0.32827 | 0.24875
2019-02-27 02:00 | 43523.0833 | 0.05861 | 0.04494 | 2019-02-27 02:00 | 43523.0833 | 0.30381 | 0.22484
2019-02-27 03:00 | 43523.125 | 0.05876 | 0.045007 | 2019-02-27 03:00 | 43523.125 | 0.3011 | 0.22022
2019-02-27 04:00 | 43523.1667 | 0.05871 | 0.044986 | 2019-02-27 04:00 | 43523.1667 | 0.30862 | 0.22472
2019-02-27 05:00 | 43523.2083 | 0.05903 | 0.045082 | 2019-02-27 05:00 | 43523.2083 | 0.31591 | 0.23101
2019-02-27 06:00 | 43523.25 | 0.06758 | 0.048704 | 2019-02-27 06:00 | 43523.25 | 0.33677 | 0.25034
2019-02-27 07:00 | 43523.2917 | 0.0736 | 0.05118 | 2019-02-27 07:00 | 43523.2917 | 0.33692 | 0.25473
2019-02-27 08:00 | 43523.3333 | 0.0716 | 0.050054 | 2019-02-27 08:00 | 43523.3333 | 0.33102 | 0.25207
2019-02-27 09:00 | 43523.375 | 0.07195 | 0.050171 | 2019-02-27 09:00 | 43523.375 | 0.32729 | 0.25397
2019-02-27 10:00 | 43523.4167 | 0.07091 | 0.049722 | 2019-02-27 10:00 | 43523.4167 | 0.32129 | 0.25295
2019-02-27 11:00 | 43523.4583 | 0.07049 | 0.049543 | 2019-02-27 11:00 | 43523.4583 | 0.31402 | 0.24691
2019-02-27 12:00 | 43523.5 | 0.13739 | 0.049294 | 2019-02-27 12:00 | 43523.5 | 0.30122 | 0.23456
2019-02-27 13:00 | 43523.5417 | 0.13734 | 0.049248 | 2019-02-27 13:00 | 43523.5417 | 0.31444 | 0.24668
2019-02-27 14:00 | 43523.5833 | 0.13538 | 0.048442 | 2019-02-27 14:00 | 43523.5833 | 0.31452 | 0.24622
2019-02-27 15:00 | 43523.625 | 0.13387 | 0.047819 | 2019-02-27 15:00 | 43523.625 | 0.27199 | 0.20884
2019-02-27 16:00 | 43523.6667 | 0.13445 | 0.048056 | 2019-02-27 16:00 | 43523.6667 | 0.27505 | 0.20884
2019-02-27 17:00 | 43523.7083 | 0.1371 | 0.049149 | 2019-02-27 17:00 | 43523.7083 | 0.30226 | 0.22955
2019-02-27 18:00 | 43523.75 | 0.13951 | 0.050146 | 2019-02-27 18:00 | 43523.75 | 0.35444 | 0.27532
2019-02-27 19:00 | 43523.7917 | 0.1427 | 0.051454 | 2019-02-27 19:00 | 43523.7917 | 0.37962 | 0.29953
2019-02-27 20:00 | 43523.8333 | 0.14431 | 0.05209 | 2019-02-27 20:00 | 43523.8333 | 0.43758 | 0.34937
2019-02-27 21:00 | 43523.875 | 0.14376 | 0.051866 | 2019-02-27 21:00 | 43523.875 | 0.43711 | 0.34929
2019-02-27 22:00 | 43523.9167 | 0.07333 | 0.051031 | 2019-02-27 22:00 | 43523.9167 | 0.38641 | 0.30964
2019-02-27 23:00 | 43523.9583 | 0.07163 | 0.05032 | 2019-02-27 23:00 | 43523.9583 | 0.35261 | 0.2795
2019-02-28 | 43524 | 0.07108 | 0.050274 | 2019-02-28 | 43524 | 0.37451 | 0.29343
2019-02-28 01:00 | 43524.0417 | 0.06571 | 0.047965 | 2019-02-28 01:00 | 43524.0417 | 0.3702 | 0.28473
2019-02-28 02:00 | 43524.0833 | 0.06293 | 0.046806 | 2019-02-28 02:00 | 43524.0833 | 0.36932 | 0.28066
2019-02-28 03:00 | 43524.125 | 0.06205 | 0.046419 | 2019-02-28 03:00 | 43524.125 | 0.37091 | 0.28049
2019-02-28 04:00 | 43524.1667 | 0.05989 | 0.045476 | 2019-02-28 04:00 | 43524.1667 | 0.36609 | 0.27602
2019-02-28 05:00 | 43524.2083 | 0.06304 | 0.046802 | 2019-02-28 05:00 | 43524.2083 | 0.36794 | 0.27982
2019-02-28 06:00 | 43524.25 | 0.06811 | 0.048854 | 2019-02-28 06:00 | 43524.25 | 0.36532 | 0.28575
2019-02-28 07:00 | 43524.2917 | 0.07143 | 0.050204 | 2019-02-28 07:00 | 43524.2917 | 0.40168 | 0.32262
2019-02-28 08:00 | 43524.3333 | 0.0702 | 0.049423 | 2019-02-28 08:00 | 43524.3333 | 0.40848 | 0.30862
2019-02-28 09:00 | 43524.375 | 0.07036 | 0.04946 | 2019-02-28 09:00 | 43524.375 | 0.38056 | 0.28377
2019-02-28 10:00 | 43524.4167 | 0.07011 | 0.049323 | 2019-02-28 10:00 | 43524.4167 | 0.41896 | 0.25817
2019-02-28 11:00 | 43524.4583 | 0.06952 | 0.04907 | 2019-02-28 11:00 | 43524.4583 | 0.37467 | 0.22117
2019-02-28 12:00 | 43524.5 | 0.13622 | 0.048812 | 2019-02-28 12:00 | 43524.5 | 0.37901 | 0.22386
2019-02-28 13:00 | 43524.5417 | 0.13606 | 0.048746 | 2019-02-28 13:00 | 43524.5417 | 0.37595 | 0.22173
2019-02-28 14:00 | 43524.5833 | 0.13575 | 0.048617 | 2019-02-28 14:00 | 43524.5833 | 0.30302 | 0.21985
2019-02-28 15:00 | 43524.625 | 0.13458 | 0.048135 | 2019-02-28 15:00 | 43524.625 | 0.30342 | 0.21879
2019-02-28 16:00 | 43524.6667 | 0.13378 | 0.047807 | 2019-02-28 16:00 | 43524.6667 | 0.3472 | 0.25349
2019-02-28 17:00 | 43524.7083 | 0.13521 | 0.048393 | 2019-02-28 17:00 | 43524.7083 | 0.37933 | 0.28022
2019-02-28 18:00 | 43524.75 | 0.13678 | 0.049016 | 2019-02-28 18:00 | 43524.75 | 0.47504 | 0.29917
2019-02-28 19:00 | 43524.7917 | 0.13955 | 0.050158 | 2019-02-28 19:00 | 43524.7917 | 0.49698 | 0.31817
2019-02-28 20:00 | 43524.8333 | 0.14183 | 0.051072 | 2019-02-28 20:00 | 43524.8333 | 0.52763 | 0.34534
2019-02-28 21:00 | 43524.875 | 0.14109 | 0.050769 | 2019-02-28 21:00 | 43524.875 | 0.50197 | 0.32363
2019-02-28 22:00 | 43524.9167 | 0.07158 | 0.050274 | 2019-02-28 22:00 | 43524.9167 | 0.38823 | 0.29037
2019-02-28 23:00 | 43524.9583 | 0.07078 | 0.049955 | 2019-02-28 23:00 | 43524.9583 | 0.37711 | 0.27932
2019-03-01 | 43525 | 0.0728 | 0.051026 | 2019-03-01 | 43525 | 0.34115 | 0.26856
2019-03-01 01:00 | 43525.0417 | 0.07155 | 0.050536 | 2019-03-01 01:00 | 43525.0417 | 0.33283 | 0.25807
2019-03-01 02:00 | 43525.0833 | 0.07006 | 0.049913 | 2019-03-01 02:00 | 43525.0833 | 0.31374 | 0.24062
2019-03-01 03:00 | 43525.125 | 0.06901 | 0.049456 | 2019-03-01 03:00 | 43525.125 | 0.29406 | 0.22372
2019-03-01 04:00 | 43525.1667 | 0.06898 | 0.049444 | 2019-03-01 04:00 | 43525.1667 | 0.29017 | 0.22072
2019-03-01 05:00 | 43525.2083 | 0.07179 | 0.05064 | 2019-03-01 05:00 | 43525.2083 | 0.29885 | 0.23102
2019-03-01 06:00 | 43525.25 | 0.07305 | 0.05108 | 2019-03-01 06:00 | 43525.25 | 0.33848 | 0.26776
2019-03-01 07:00 | 43525.2917 | 0.07507 | 0.051953 | 2019-03-01 07:00 | 43525.2917 | 0.36983 | 0.29871
2019-03-01 08:00 | 43525.3333 | 0.07376 | 0.051101 | 2019-03-01 08:00 | 43525.3333 | 0.39919 | 0.30099
2019-03-01 09:00 | 43525.375 | 0.0737 | 0.051014 | 2019-03-01 09:00 | 43525.375 | 0.38621 | 0.2942
2019-03-01 10:00 | 43525.4167 | 0.07312 | 0.050736 | 2019-03-01 10:00 | 43525.4167 | 0.41951 | 0.26452
2019-03-01 11:00 | 43525.4583 | 0.07248 | 0.050457 | 2019-03-01 11:00 | 43525.4583 | 0.37743 | 0.22972
2019-03-01 12:00 | 43525.5 | 0.13978 | 0.050254 | 2019-03-01 12:00 | 43525.5 | 0.3722 | 0.22552
2019-03-01 13:00 | 43525.5417 | 0.13818 | 0.049593 | 2019-03-01 13:00 | 43525.5417 | 0.36681 | 0.22122
2019-03-01 14:00 | 43525.5833 | 0.1374 | 0.049252 | 2019-03-01 14:00 | 43525.5833 | 0.29967 | 0.22171
2019-03-01 15:00 | 43525.625 | 0.13613 | 0.048725 | 2019-03-01 15:00 | 43525.625 | 0.29992 | 0.2207
2019-03-01 16:00 | 43525.6667 | 0.13363 | 0.047699 | 2019-03-01 16:00 | 43525.6667 | 0.30513 | 0.22171
2019-03-01 17:00 | 43525.7083 | 0.13465 | 0.048118 | 2019-03-01 17:00 | 43525.7083 | 0.34868 | 0.25818
2019-03-01 18:00 | 43525.75 | 0.13721 | 0.049169 | 2019-03-01 18:00 | 43525.75 | 0.44715 | 0.28221
2019-03-01 19:00 | 43525.7917 | 0.13894 | 0.049884 | 2019-03-01 19:00 | 43525.7917 | 0.48459 | 0.31354
2019-03-01 20:00 | 43525.8333 | 0.13964 | 0.050175 | 2019-03-01 20:00 | 43525.8333 | 0.48514 | 0.31528
2019-03-01 21:00 | 43525.875 | 0.13897 | 0.049901 | 2019-03-01 21:00 | 43525.875 | 0.46054 | 0.29339
2019-03-01 22:00 | 43525.9167 | 0.07007 | 0.049701 | 2019-03-01 22:00 | 43525.9167 | 0.36081 | 0.26671
2019-03-01 23:00 | 43525.9583 | 0.06706 | 0.048447 | 2019-03-01 23:00 | 43525.9583 | 0.35589 | 0.26023
2019-03-02 | 43526 | 0.07223 | 0.050831 | 2019-03-02 | 43526 | 0.31892 | 0.25063
2019-03-02 01:00 | 43526.0417 | 0.06998 | 0.049905 | 2019-03-02 01:00 | 43526.0417 | 0.31892 | 0.24803
2019-03-02 02:00 | 43526.0833 | 0.06384 | 0.04725 | 2019-03-02 02:00 | 43526.0833 | 0.31972 | 0.2416
2019-03-02 03:00 | 43526.125 | 0.06231 | 0.046602 | 2019-03-02 03:00 | 43526.125 | 0.30583 | 0.23267
2019-03-02 04:00 | 43526.1667 | 0.06123 | 0.046133 | 2019-03-02 04:00 | 43526.1667 | 0.30631 | 0.23311
2019-03-02 05:00 | 43526.2083 | 0.06223 | 0.046548 | 2019-03-02 05:00 | 43526.2083 | 0.3212 | 0.24966
2019-03-02 06:00 | 43526.25 | 0.06363 | 0.047159 | 2019-03-02 06:00 | 43526.25 | 0.33565 | 0.26698
2019-03-02 07:00 | 43526.2917 | 0.06611 | 0.048189 | 2019-03-02 07:00 | 43526.2917 | 0.3646 | 0.29439
2019-03-02 08:00 | 43526.3333 | 0.06543 | 0.047686 | 2019-03-02 08:00 | 43526.3333 | 0.40707 | 0.3046
2019-03-02 09:00 | 43526.375 | 0.0702 | 0.049676 | 2019-03-02 09:00 | 43526.375 | 0.38459 | 0.29358
2019-03-02 10:00 | 43526.4167 | 0.06993 | 0.049531 | 2019-03-02 10:00 | 43526.4167 | 0.42217 | 0.26802
2019-03-02 11:00 | 43526.4583 | 0.06596 | 0.047786 | 2019-03-02 11:00 | 43526.4583 | 0.40771 | 0.25606
2019-03-02 12:00 | 43526.5 | 0.13117 | 0.046685 | 2019-03-02 12:00 | 43526.5 | 0.39656 | 0.24597
2019-03-02 13:00 | 43526.5417 | 0.12749 | 0.045148 | 2019-03-02 13:00 | 43526.5417 | 0.37227 | 0.22562
2019-03-02 14:00 | 43526.5833 | 0.12324 | 0.043403 | 2019-03-02 14:00 | 43526.5833 | 0.28439 | 0.20804
2019-03-02 15:00 | 43526.625 | 0.12109 | 0.042518 | 2019-03-02 15:00 | 43526.625 | 0.28127 | 0.20387
2019-03-02 16:00 | 43526.6667 | 0.12102 | 0.042489 | 2019-03-02 16:00 | 43526.6667 | 0.28667 | 0.20636
2019-03-02 17:00 | 43526.7083 | 0.12347 | 0.043499 | 2019-03-02 17:00 | 43526.7083 | 0.30961 | 0.22472
2019-03-02 18:00 | 43526.75 | 0.13402 | 0.047865 | 2019-03-02 18:00 | 43526.75 | 0.41784 | 0.25834
2019-03-02 19:00 | 43526.7917 | 0.14002 | 0.050333 | 2019-03-02 19:00 | 43526.7917 | 0.44734 | 0.28388
2019-03-02 20:00 | 43526.8333 | 0.14176 | 0.051043 | 2019-03-02 20:00 | 43526.8333 | 0.46154 | 0.29653
2019-03-02 21:00 | 43526.875 | 0.14259 | 0.051363 | 2019-03-02 21:00 | 43526.875 | 0.44256 | 0.27971
2019-03-02 22:00 | 43526.9167 | 0.07401 | 0.051467 | 2019-03-02 22:00 | 43526.9167 | 0.35744 | 0.26567
2019-03-02 23:00 | 43526.9583 | 0.07341 | 0.051238 | 2019-03-02 23:00 | 43526.9583 | 0.34318 | 0.25004
2019-03-03 | 43527 | 0.07293 | 0.051085 | 2019-03-03 | 43527 | 0.41785 | 0.3312
2019-03-03 01:00 | 43527.0417 | 0.07028 | 0.050033 | 2019-03-03 01:00 | 43527.0417 | 0.41335 | 0.32225
2019-03-03 02:00 | 43527.0833 | 0.05955 | 0.045372 | 2019-03-03 02:00 | 43527.0833 | 0.41308 | 0.31541
2019-03-03 03:00 | 43527.125 | 0.06311 | 0.046951 | 2019-03-03 03:00 | 43527.125 | 0.40439 | 0.3066
2019-03-03 04:00 | 43527.1667 | 0.05985 | 0.04553 | 2019-03-03 04:00 | 43527.1667 | 0.40478 | 0.30679
2019-03-03 05:00 | 43527.2083 | 0.06 | 0.045572 | 2019-03-03 05:00 | 43527.2083 | 0.42728 | 0.33195
2019-03-03 06:00 | 43527.25 | 0.05963 | 0.045389 | 2019-03-03 06:00 | 43527.25 | 0.46265 | 0.36944
2019-03-03 07:00 | 43527.2917 | 0.05949 | 0.045323 | 2019-03-03 07:00 | 43527.2917 | 0.48709 | 0.39498
2019-03-03 08:00 | 43527.3333 | 0.05877 | 0.044845 | 2019-03-03 08:00 | 43527.3333 | 0.51932 | 0.39972
2019-03-03 09:00 | 43527.375 | 0.05824 | 0.044546 | 2019-03-03 09:00 | 43527.375 | 0.46874 | 0.36334
2019-03-03 10:00 | 43527.4167 | 0.0572 | 0.044047 | 2019-03-03 10:00 | 43527.4167 | 0.53068 | 0.35924
2019-03-03 11:00 | 43527.4583 | 0.05604 | 0.04357 | 2019-03-03 11:00 | 43527.4583 | 0.52918 | 0.35711
2019-03-03 12:00 | 43527.5 | 0.12145 | 0.042664 | 2019-03-03 12:00 | 43527.5 | 0.52498 | 0.3536
2019-03-03 13:00 | 43527.5417 | 0.11662 | 0.040699 | 2019-03-03 13:00 | 43527.5417 | 0.51835 | 0.34892
2019-03-03 14:00 | 43527.5833 | 0.1161 | 0.040466 | 2019-03-03 14:00 | 43527.5833 | 0.4221 | 0.32381
2019-03-03 15:00 | 43527.625 | 0.10578 | 0.036221 | 2019-03-03 15:00 | 43527.625 | 0.41859 | 0.3193
2019-03-03 16:00 | 43527.6667 | 0.10087 | 0.034202 | 2019-03-03 16:00 | 43527.6667 | 0.4408 | 0.33639
2019-03-03 17:00 | 43527.7083 | 0.1045 | 0.035693 | 2019-03-03 17:00 | 43527.7083 | 0.45278 | 0.34503
2019-03-03 18:00 | 43527.75 | 0.1163 | 0.040545 | 2019-03-03 18:00 | 43527.75 | 0.53202 | 0.35011
2019-03-03 19:00 | 43527.7917 | 0.12326 | 0.043412 | 2019-03-03 19:00 | 43527.7917 | 0.54017 | 0.35871
2019-03-03 20:00 | 43527.8333 | 0.12747 | 0.045165 | 2019-03-03 20:00 | 43527.8333 | 0.54137 | 0.36102
2019-03-03 21:00 | 43527.875 | 0.13654 | 0.04887 | 2019-03-03 21:00 | 43527.875 | 0.53051 | 0.34998
2019-03-03 22:00 | 43527.9167 | 0.05741 | 0.04423 | 2019-03-03 22:00 | 43527.9167 | 0.43834 | 0.32979
2019-03-03 23:00 | 43527.9583 | 0.05583 | 0.043524 | 2019-03-03 23:00 | 43527.9583 | 0.36108 | 0.26017
2019-03-04 | 43528 | 0.04592 | 0.039324 | 2019-03-04 | 43528 | 0.44638 | 0.3496
2019-03-04 01:00 | 43528.0417 | 0.02693 | 0.031099 | 2019-03-04 01:00 | 43528.0417 | 0.36002 | 0.27006
2019-03-04 02:00 | 43528.0833 | 0.02043 | 0.028274 | 2019-03-04 02:00 | 43528.0833 | 0.36053 | 0.2693
2019-03-04 03:00 | 43528.125 | 0.01674 | 0.02667 | 2019-03-04 03:00 | 43528.125 | 0.3581 | 0.26721
2019-03-04 04:00 | 43528.1667 | 0.02143 | 0.028718 | 2019-03-04 04:00 | 43528.1667 | 0.35611 | 0.26447
2019-03-04 05:00 | 43528.2083 | 0.02979 | 0.032345 | 2019-03-04 05:00 | 43528.2083 | 0.35767 | 0.26657
2019-03-04 06:00 | 43528.25 | 0.0482 | 0.040275 | 2019-03-04 06:00 | 43528.25 | 0.35512 | 0.26939
2019-03-04 07:00 | 43528.2917 | 0.05718 | 0.044105 | 2019-03-04 07:00 | 43528.2917 | 0.46377 | 0.37244
2019-03-04 08:00 | 43528.3333 | 0.06689 | 0.048052 | 2019-03-04 08:00 | 43528.3333 | 0.49946 | 0.38153
2019-03-04 09:00 | 43528.375 | 0.0689 | 0.048858 | 2019-03-04 09:00 | 43528.375 | 0.48433 | 0.37472
2019-03-04 10:00 | 43528.4167 | 0.06665 | 0.047869 | 2019-03-04 10:00 | 43528.4167 | 0.54773 | 0.37105
2019-03-04 11:00 | 43528.4583 | 0.06475 | 0.047051 | 2019-03-04 11:00 | 43528.4583 | 0.50102 | 0.3298
2019-03-04 12:00 | 43528.5 | 0.13162 | 0.046918 | 2019-03-04 12:00 | 43528.5 | 0.51693 | 0.34343
2019-03-04 13:00 | 43528.5417 | 0.13049 | 0.046453 | 2019-03-04 13:00 | 43528.5417 | 0.47842 | 0.30969
2019-03-04 14:00 | 43528.5833 | 0.12299 | 0.043358 | 2019-03-04 14:00 | 43528.5833 | 0.41901 | 0.31602
2019-03-04 15:00 | 43528.625 | 0.12352 | 0.043578 | 2019-03-04 15:00 | 43528.625 | 0.43982 | 0.33163
2019-03-04 16:00 | 43528.6667 | 0.12716 | 0.045057 | 2019-03-04 16:00 | 43528.6667 | 0.46869 | 0.35549
2019-03-04 17:00 | 43528.7083 | 0.13463 | 0.048156 | 2019-03-04 17:00 | 43528.7083 | 0.50096 | 0.38067
2019-03-04 18:00 | 43528.75 | 0.13726 | 0.049215 | 2019-03-04 18:00 | 43528.75 | 0.58583 | 0.39246
2019-03-04 19:00 | 43528.7917 | 0.13971 | 0.050225 | 2019-03-04 19:00 | 43528.7917 | 0.60636 | 0.40937
2019-03-04 20:00 | 43528.8333 | 0.14206 | 0.051193 | 2019-03-04 20:00 | 43528.8333 | 0.59205 | 0.3996
2019-03-04 21:00 | 43528.875 | 0.1425 | 0.051375 | 2019-03-04 21:00 | 43528.875 | 0.58201 | 0.38907
2019-03-04 22:00 | 43528.9167 | 0.0734 | 0.050977 | 2019-03-04 22:00 | 43528.9167 | 0.50782 | 0.3842
2019-03-04 23:00 | 43528.9583 | 0.07225 | 0.050561 | 2019-03-04 23:00 | 43528.9583 | 0.49444 | 0.37061
2019-03-05 | 43529 | 0.07217 | 0.050694 | 2019-03-05 | 43529 | 0.4794 | 0.37646
2019-03-05 01:00 | 43529.0417 | 0.07199 | 0.050702 | 2019-03-05 01:00 | 43529.0417 | 0.46951 | 0.35995
2019-03-05 02:00 | 43529.0833 | 0.07185 | 0.050665 | 2019-03-05 02:00 | 43529.0833 | 0.46604 | 0.34972
2019-03-05 03:00 | 43529.125 | 0.07016 | 0.049955 | 2019-03-05 03:00 | 43529.125 | 0.44571 | 0.32972
2019-03-05 04:00 | 43529.1667 | 0.07019 | 0.049971 | 2019-03-05 04:00 | 43529.1667 | 0.45633 | 0.33837
2019-03-05 05:00 | 43529.2083 | 0.07007 | 0.049892 | 2019-03-05 05:00 | 43529.2083 | 0.46485 | 0.34652
2019-03-05 06:00 | 43529.25 | 0.072 | 0.050623 | 2019-03-05 06:00 | 43529.25 | 0.4845 | 0.36816
2019-03-05 07:00 | 43529.2917 | 0.07232 | 0.050677 | 2019-03-05 07:00 | 43529.2917 | 0.48784 | 0.37713
2019-03-05 08:00 | 43529.3333 | 0.07139 | 0.050017 | 2019-03-05 08:00 | 43529.3333 | 0.47036 | 0.37
2019-03-05 09:00 | 43529.375 | 0.0709 | 0.049751 | 2019-03-05 09:00 | 43529.375 | 0.45532 | 0.36995
2019-03-05 10:00 | 43529.4167 | 0.06991 | 0.049298 | 2019-03-05 10:00 | 43529.4167 | 0.44611 | 0.36528
2019-03-05 11:00 | 43529.4583 | 0.06933 | 0.049045 | 2019-03-05 11:00 | 43529.4583 | 0.44295 | 0.36201
2019-03-05 12:00 | 43529.5 | 0.13551 | 0.048521 | 2019-03-05 12:00 | 43529.5 | 0.44117 | 0.35989
2019-03-05 13:00 | 43529.5417 | 0.13514 | 0.048363 | 2019-03-05 13:00 | 43529.5417 | 0.4475 | 0.36514
2019-03-05 14:00 | 43529.5833 | 0.13209 | 0.047109 | 2019-03-05 14:00 | 43529.5833 | 0.44548 | 0.36207
2019-03-05 15:00 | 43529.625 | 0.12632 | 0.044708 | 2019-03-05 15:00 | 43529.625 | 0.38795 | 0.31102
2019-03-05 16:00 | 43529.6667 | 0.12675 | 0.044886 | 2019-03-05 16:00 | 43529.6667 | 0.42993 | 0.34343
2019-03-05 17:00 | 43529.7083 | 0.12998 | 0.046216 | 2019-03-05 17:00 | 43529.7083 | 0.47988 | 0.38562
2019-03-05 18:00 | 43529.75 | 0.13397 | 0.047861 | 2019-03-05 18:00 | 43529.75 | 0.50732 | 0.4055
2019-03-05 19:00 | 43529.7917 | 0.13759 | 0.049352 | 2019-03-05 19:00 | 43529.7917 | 0.51099 | 0.40909
2019-03-05 20:00 | 43529.8333 | 0.13661 | 0.048945 | 2019-03-05 20:00 | 43529.8333 | 0.49826 | 0.39981
2019-03-05 21:00 | 43529.875 | 0.13547 | 0.04848 | 2019-03-05 21:00 | 43529.875 | 0.48749 | 0.3904
2019-03-05 22:00 | 43529.9167 | 0.06104 | 0.045634 | 2019-03-05 22:00 | 43529.9167 | 0.47836 | 0.38183
2019-03-05 23:00 | 43529.9583 | 0.05659 | 0.043777 | 2019-03-05 23:00 | 43529.9583 | 0.45884 | 0.36469
2019-03-06 | 43530 | 0.05182 | 0.04187 | 2019-03-06 | 43530 | 0.50103 | 0.38907
2019-03-06 01:00 | 43530.0417 | 0.04856 | 0.040495 | 2019-03-06 01:00 | 43530.0417 | 0.46912 | 0.35272
2019-03-06 02:00 | 43530.0833 | 0.04577 | 0.039299 | 2019-03-06 02:00 | 43530.0833 | 0.46546 | 0.3449
2019-03-06 03:00 | 43530.125 | 0.04223 | 0.03777 | 2019-03-06 03:00 | 43530.125 | 0.45581 | 0.334
2019-03-06 04:00 | 43530.1667 | 0.04143 | 0.037421 | 2019-03-06 04:00 | 43530.1667 | 0.46323 | 0.33918
2019-03-06 05:00 | 43530.2083 | 0.04686 | 0.039752 | 2019-03-06 05:00 | 43530.2083 | 0.46694 | 0.34184
2019-03-06 06:00 | 43530.25 | 0.05456 | 0.043017 | 2019-03-06 06:00 | 43530.25 | 0.47426 | 0.34988
2019-03-06 07:00 | 43530.2917 | 0.06003 | 0.045323 | 2019-03-06 07:00 | 43530.2917 | 0.49402 | 0.36473
2019-03-06 08:00 | 43530.3333 | 0.06257 | 0.046191 | 2019-03-06 08:00 | 43530.3333 | 0.46742 | 0.35272
2019-03-06 09:00 | 43530.375 | 0.05927 | 0.04472 | 2019-03-06 09:00 | 43530.375 | 0.4964 | 0.38984
2019-03-06 10:00 | 43530.4167 | 0.05631 | 0.04342 | 2019-03-06 10:00 | 43530.4167 | 0.44001 | 0.35086
2019-03-06 11:00 | 43530.4583 | 0.05194 | 0.041542 | 2019-03-06 11:00 | 43530.4583 | 0.43384 | 0.34599
2019-03-06 12:00 | 43530.5 | 0.11637 | 0.040628 | 2019-03-06 12:00 | 43530.5 | 0.43841 | 0.35003
2019-03-06 13:00 | 43530.5417 | 0.11433 | 0.039785 | 2019-03-06 13:00 | 43530.5417 | 0.42303 | 0.33832
2019-03-06 14:00 | 43530.5833 | 0.11221 | 0.038896 | 2019-03-06 14:00 | 43530.5833 | 0.43765 | 0.34974
2019-03-06 15:00 | 43530.625 | 0.11265 | 0.039079 | 2019-03-06 15:00 | 43530.625 | 0.42955 | 0.33828
2019-03-06 16:00 | 43530.6667 | 0.11184 | 0.038763 | 2019-03-06 16:00 | 43530.6667 | 0.432 | 0.33935
2019-03-06 17:00 | 43530.7083 | 0.11554 | 0.040271 | 2019-03-06 17:00 | 43530.7083 | 0.48608 | 0.38488
2019-03-06 18:00 | 43530.75 | 0.12277 | 0.043266 | 2019-03-06 18:00 | 43530.75 | 0.54707 | 0.4348
2019-03-06 19:00 | 43530.7917 | 0.12821 | 0.04551 | 2019-03-06 19:00 | 43530.7917 | 0.56818 | 0.45448
2019-03-06 20:00 | 43530.8333 | 0.13379 | 0.047811 | 2019-03-06 20:00 | 43530.8333 | 0.58536 | 0.47073
2019-03-06 21:00 | 43530.875 | 0.13198 | 0.047042 | 2019-03-06 21:00 | 43530.875 | 0.58585 | 0.47117
2019-03-06 22:00 | 43530.9167 | 0.05435 | 0.042768 | 2019-03-06 22:00 | 43530.9167 | 0.56867 | 0.45579
2019-03-06 23:00 | 43530.9583 | 0.04951 | 0.040716 | 2019-03-06 23:00 | 43530.9583 | 0.5651 | 0.4505
2019-03-07 | 43531 | 0.05634 | 0.043881 | 2019-03-07 | 43531 | 0.56641 | 0.44157
2019-03-07 01:00 | 43531.0417 | 0.05323 | 0.042573 | 2019-03-07 01:00 | 43531.0417 | 0.55354 | 0.42537
2019-03-07 02:00 | 43531.0833 | 0.04992 | 0.041168 | 2019-03-07 02:00 | 43531.0833 | 0.54815 | 0.41521
2019-03-07 03:00 | 43531.125 | 0.05283 | 0.042435 | 2019-03-07 03:00 | 43531.125 | 0.53162 | 0.39882
2019-03-07 04:00 | 43531.1667 | 0.05365 | 0.042755 | 2019-03-07 04:00 | 43531.1667 | 0.52692 | 0.39825
2019-03-07 05:00 | 43531.2083 | 0.05755 | 0.044475 | 2019-03-07 05:00 | 43531.2083 | 0.5525 | 0.42447
2019-03-07 06:00 | 43531.25 | 0.06739 | 0.048671 | 2019-03-07 06:00 | 43531.25 | 0.58857 | 0.46549
2019-03-07 07:00 | 43531.2917 | 0.07094 | 0.050108 | 2019-03-07 07:00 | 43531.2917 | 0.61665 | 0.50033
2019-03-07 08:00 | 43531.3333 | 0.06991 | 0.049352 | 2019-03-07 08:00 | 43531.3333 | 0.64409 | 0.5032
2019-03-07 09:00 | 43531.375 | 0.06967 | 0.049194 | 2019-03-07 09:00 | 43531.375 | 0.6122 | 0.48292
2019-03-07 10:00 | 43531.4167 | 0.06929 | 0.049028 | 2019-03-07 10:00 | 43531.4167 | 0.64009 | 0.45099
2019-03-07 11:00 | 43531.4583 | 0.06831 | 0.048604 | 2019-03-07 11:00 | 43531.4583 | 0.63874 | 0.45018
2019-03-07 12:00 | 43531.5 | 0.13396 | 0.047882 | 2019-03-07 12:00 | 43531.5 | 0.63888 | 0.44987
2019-03-07 13:00 | 43531.5417 | 0.13337 | 0.047637 | 2019-03-07 13:00 | 43531.5417 | 0.63458 | 0.4472
2019-03-07 14:00 | 43531.5833 | 0.13082 | 0.046561 | 2019-03-07 14:00 | 43531.5833 | 0.54072 | 0.42375
2019-03-07 15:00 | 43531.625 | 0.13094 | 0.046639 | 2019-03-07 15:00 | 43531.625 | 0.49299 | 0.38056
2019-03-07 16:00 | 43531.6667 | 0.13278 | 0.047371 | 2019-03-07 16:00 | 43531.6667 | 0.51414 | 0.39671
2019-03-07 17:00 | 43531.7083 | 0.1361 | 0.048737 | 2019-03-07 17:00 | 43531.7083 | 0.57771 | 0.44972
2019-03-07 18:00 | 43531.75 | 0.13821 | 0.049606 | 2019-03-07 18:00 | 43531.75 | 0.67492 | 0.47239
2019-03-07 19:00 | 43531.7917 | 0.14422 | 0.052082 | 2019-03-07 19:00 | 43531.7917 | 0.71078 | 0.50039
2019-03-07 20:00 | 43531.8333 | 0.14697 | 0.05322 | 2019-03-07 20:00 | 43531.8333 | 0.67816 | 0.47472
2019-03-07 21:00 | 43531.875 | 0.14588 | 0.052738 | 2019-03-07 21:00 | 43531.875 | 0.64917 | 0.44984
2019-03-07 22:00 | 43531.9167 | 0.07405 | 0.051342 | 2019-03-07 22:00 | 43531.9167 | 0.55379 | 0.42618
2019-03-07 23:00 | 43531.9583 | 0.07287 | 0.050889 | 2019-03-07 23:00 | 43531.9583 | 0.50356 | 0.37893
2019-03-08 | 43532 | 0.07256 | 0.050922 | 2019-03-08 | 43532 | 0.56816 | 0.45067
2019-03-08 01:00 | 43532.0417 | 0.07079 | 0.050204 | 2019-03-08 01:00 | 43532.0417 | 0.57632 | 0.44922
2019-03-08 02:00 | 43532.0833 | 0.07016 | 0.049955 | 2019-03-08 02:00 | 43532.0833 | 0.58829 | 0.44926
2019-03-08 03:00 | 43532.125 | 0.07029 | 0.050013 | 2019-03-08 03:00 | 43532.125 | 0.56163 | 0.42506
2019-03-08 04:00 | 43532.1667 | 0.07022 | 0.049984 | 2019-03-08 04:00 | 43532.1667 | 0.56705 | 0.42998
2019-03-08 05:00 | 43532.2083 | 0.07146 | 0.050499 | 2019-03-08 05:00 | 43532.2083 | 0.57988 | 0.4494
2019-03-08 06:00 | 43532.25 | 0.07172 | 0.050503 | 2019-03-08 06:00 | 43532.25 | 0.69685 | 0.5501
2019-03-08 07:00 | 43532.2917 | 0.07363 | 0.051334 | 2019-03-08 07:00 | 43532.2917 | 0.74425 | 0.60119
2019-03-08 08:00 | 43532.3333 | 0.07315 | 0.050835 | 2019-03-08 08:00 | 43532.3333 | 0.81667 | 0.64697
2019-03-08 09:00 | 43532.375 | 0.07337 | 0.050868 | 2019-03-08 09:00 | 43532.375 | 0.75551 | 0.60388
2019-03-08 10:00 | 43532.4167 | 0.07288 | 0.050632 | 2019-03-08 10:00 | 43532.4167 | 0.79908 | 0.58351
2019-03-08 11:00 | 43532.4583 | 0.07251 | 0.050474 | 2019-03-08 11:00 | 43532.4583 | 0.75551 | 0.54796
2019-03-08 12:00 | 43532.5 | 0.13913 | 0.049984 | 2019-03-08 12:00 | 43532.5 | 0.71622 | 0.51541
2019-03-08 13:00 | 43532.5417 | 0.13913 | 0.049988 | 2019-03-08 13:00 | 43532.5417 | 0.65036 | 0.45972
2019-03-08 14:00 | 43532.5833 | 0.13795 | 0.049477 | 2019-03-08 14:00 | 43532.5833 | 0.57161 | 0.44962
2019-03-08 15:00 | 43532.625 | 0.13806 | 0.049523 | 2019-03-08 15:00 | 43532.625 | 0.57391 | 0.44947
2019-03-08 16:00 | 43532.6667 | 0.13779 | 0.04941 | 2019-03-08 16:00 | 43532.6667 | 0.65285 | 0.51427
2019-03-08 17:00 | 43532.7083 | 0.13807 | 0.049527 | 2019-03-08 17:00 | 43532.7083 | 0.76836 | 0.60548
2019-03-08 18:00 | 43532.75 | 0.14033 | 0.050457 | 2019-03-08 18:00 | 43532.75 | 0.89537 | 0.65294
2019-03-08 19:00 | 43532.7917 | 0.14329 | 0.051674 | 2019-03-08 19:00 | 43532.7917 | 0.95401 | 0.7026
2019-03-08 20:00 | 43532.8333 | 0.14416 | 0.052032 | 2019-03-08 20:00 | 43532.8333 | 0.89526 | 0.65693
2019-03-08 21:00 | 43532.875 | 0.14371 | 0.051849 | 2019-03-08 21:00 | 43532.875 | 0.89142 | 0.65129
2019-03-08 22:00 | 43532.9167 | 0.07362 | 0.051242 | 2019-03-08 22:00 | 43532.9167 | 0.82273 | 0.65037
2019-03-08 23:00 | 43532.9583 | 0.07401 | 0.051467 | 2019-03-08 23:00 | 43532.9583 | 0.76661 | 0.59972
2019-03-09 | 43533 | 0.0749 | 0.051994 | 2019-03-09 | 43533 | 0.64116 | 0.50967
2019-03-09 01:00 | 43533.0417 | 0.07413 | 0.051716 | 2019-03-09 01:00 | 43533.0417 | 0.57789 | 0.44919
2019-03-09 02:00 | 43533.0833 | 0.07363 | 0.051525 | 2019-03-09 02:00 | 43533.0833 | 0.5658 | 0.42388
2019-03-09 03:00 | 43533.125 | 0.07354 | 0.051512 | 2019-03-09 03:00 | 43533.125 | 0.55537 | 0.41876
2019-03-09 04:00 | 43533.1667 | 0.07321 | 0.051367 | 2019-03-09 04:00 | 43533.1667 | 0.55524 | 0.41874
2019-03-09 05:00 | 43533.2083 | 0.07299 | 0.051247 | 2019-03-09 05:00 | 43533.2083 | 0.56705 | 0.4387
2019-03-09 06:00 | 43533.25 | 0.07282 | 0.051176 | 2019-03-09 06:00 | 43533.25 | 0.65832 | 0.52291
2019-03-09 07:00 | 43533.2917 | 0.07314 | 0.051259 | 2019-03-09 07:00 | 43533.2917 | 0.71412 | 0.57783
2019-03-09 08:00 | 43533.3333 | 0.0711 | 0.050146 | 2019-03-09 08:00 | 43533.3333 | 0.71007 | 0.5536
2019-03-09 09:00 | 43533.375 | 0.07134 | 0.050171 | 2019-03-09 09:00 | 43533.375 | 0.63658 | 0.50409
2019-03-09 10:00 | 43533.4167 | 0.07073 | 0.049876 | 2019-03-09 10:00 | 43533.4167 | 0.62648 | 0.43872
2019-03-09 11:00 | 43533.4583 | 0.06983 | 0.04946 | 2019-03-09 11:00 | 43533.4583 | 0.57656 | 0.39762
2019-03-09 12:00 | 43533.5 | 0.13722 | 0.049178 | 2019-03-09 12:00 | 43533.5 | 0.53323 | 0.35922
2019-03-09 13:00 | 43533.5417 | 0.13732 | 0.049194 | 2019-03-09 13:00 | 43533.5417 | 0.52884 | 0.35625
2019-03-09 14:00 | 43533.5833 | 0.13689 | 0.04902 | 2019-03-09 14:00 | 43533.5833 | 0.47548 | 0.36866
2019-03-09 15:00 | 43533.625 | 0.13578 | 0.048559 | 2019-03-09 15:00 | 43533.625 | 0.50858 | 0.3928
2019-03-09 16:00 | 43533.6667 | 0.13494 | 0.048218 | 2019-03-09 16:00 | 43533.6667 | 0.54826 | 0.4243
2019-03-09 17:00 | 43533.7083 | 0.13596 | 0.048638 | 2019-03-09 17:00 | 43533.7083 | 0.66009 | 0.51753
2019-03-09 18:00 | 43533.75 | 0.13681 | 0.049007 | 2019-03-09 18:00 | 43533.75 | 0.76683 | 0.54806
2019-03-09 19:00 | 43533.7917 | 0.13969 | 0.050196 | 2019-03-09 19:00 | 43533.7917 | 0.82793 | 0.60044
2019-03-09 20:00 | 43533.8333 | 0.14066 | 0.05059 | 2019-03-09 20:00 | 43533.8333 | 0.77869 | 0.55832
2019-03-09 21:00 | 43533.875 | 0.14092 | 0.050677 | 2019-03-09 21:00 | 43533.875 | 0.76934 | 0.54852
2019-03-09 22:00 | 43533.9167 | 0.07219 | 0.050677 | 2019-03-09 22:00 | 43533.9167 | 0.67153 | 0.52323
2019-03-09 23:00 | 43533.9583 | 0.0726 | 0.050881 | 2019-03-09 23:00 | 43533.9583 | 0.61899 | 0.47482
2019-03-10 | 43534 | 0.07051 | 0.050029 | 2019-03-10 | 43534 | 0.48567 | 0.37686
2019-03-10 01:00 | 43534.0417 | 0.06663 | 0.048442 | 2019-03-10 01:00 | 43534.0417 | 0.42392 | 0.32065
2019-03-10 02:00 | 43534.0833 | 0.06392 | 0.047283 | 2019-03-10 02:00 | 43534.0833 | 0.43654 | 0.32131
2019-03-10 03:00 | 43534.125 | 0.06141 | 0.046212 | 2019-03-10 03:00 | 43534.125 | 0.43662 | 0.31962
2019-03-10 04:00 | 43534.1667 | 0.06152 | 0.046261 | 2019-03-10 04:00 | 43534.1667 | 0.43661 | 0.31962
2019-03-10 05:00 | 43534.2083 | 0.06164 | 0.046291 | 2019-03-10 05:00 | 43534.2083 | 0.44396 | 0.33427
2019-03-10 06:00 | 43534.25 | 0.06147 | 0.046191 | 2019-03-10 06:00 | 43534.25 | 0.52545 | 0.41398
2019-03-10 07:00 | 43534.2917 | 0.06207 | 0.046453 | 2019-03-10 07:00 | 43534.2917 | 0.53999 | 0.43508
2019-03-10 08:00 | 43534.3333 | 0.06279 | 0.046594 | 2019-03-10 08:00 | 43534.3333 | 0.58228 | 0.45148
2019-03-10 09:00 | 43534.375 | 0.06701 | 0.048351 | 2019-03-10 09:00 | 43534.375 | 0.53946 | 0.42197
2019-03-10 10:00 | 43534.4167 | 0.06637 | 0.048019 | 2019-03-10 10:00 | 43534.4167 | 0.58224 | 0.40025
2019-03-10 11:00 | 43534.4583 | 0.06637 | 0.048044 | 2019-03-10 11:00 | 43534.4583 | 0.53054 | 0.35575
2019-03-10 12:00 | 43534.5 | 0.13361 | 0.047666 | 2019-03-10 12:00 | 43534.5 | 0.53365 | 0.35871
2019-03-10 13:00 | 43534.5417 | 0.13304 | 0.047458 | 2019-03-10 13:00 | 43534.5417 | 0.51498 | 0.34378
2019-03-10 14:00 | 43534.5833 | 0.13152 | 0.046806 | 2019-03-10 14:00 | 43534.5833 | 0.42101 | 0.32057
2019-03-10 15:00 | 43534.625 | 0.12404 | 0.043736 | 2019-03-10 15:00 | 43534.625 | 0.42176 | 0.31965
2019-03-10 16:00 | 43534.6667 | 0.12272 | 0.043191 | 2019-03-10 16:00 | 43534.6667 | 0.42459 | 0.31932
2019-03-10 17:00 | 43534.7083 | 0.12291 | 0.043266 | 2019-03-10 17:00 | 43534.7083 | 0.50384 | 0.38518
2019-03-10 18:00 | 43534.75 | 0.12375 | 0.043615 | 2019-03-10 18:00 | 43534.75 | 0.61245 | 0.41461
2019-03-10 19:00 | 43534.7917 | 0.13612 | 0.0487 | 2019-03-10 19:00 | 43534.7917 | 0.64277 | 0.44181
2019-03-10 20:00 | 43534.8333 | 0.13883 | 0.049842 | 2019-03-10 20:00 | 43534.8333 | 0.62787 | 0.42843
2019-03-10 21:00 | 43534.875 | 0.13966 | 0.050154 | 2019-03-10 21:00 | 43534.875 | 0.60422 | 0.40712
2019-03-10 22:00 | 43534.9167 | 0.07118 | 0.050208 | 2019-03-10 22:00 | 43534.9167 | 0.43805 | 0.32275
2019-03-10 23:00 | 43534.9583 | 0.06897 | 0.049228 | 2019-03-10 23:00 | 43534.9583 | 0.43496 | 0.31922
2019-03-11 | 43535 | 0.0681 | 0.048982 | 2019-03-11 | 43535 | 0.35444 | 0.26968
2019-03-11 01:00 | 43535.0417 | 0.06081 | 0.045879 | 2019-03-11 01:00 | 43535.0417 | 0.33451 | 0.24934
2019-03-11 02:00 | 43535.0833 | 0.05827 | 0.044795 | 2019-03-11 02:00 | 43535.0833 | 0.32178 | 0.22992
2019-03-11 03:00 | 43535.125 | 0.05843 | 0.044882 | 2019-03-11 03:00 | 43535.125 | 0.28152 | 0.19351
2019-03-11 04:00 | 43535.1667 | 0.0581 | 0.044741 | 2019-03-11 04:00 | 43535.1667 | 0.22348 | 0.14441
2019-03-11 05:00 | 43535.2083 | 0.05867 | 0.04494 | 2019-03-11 05:00 | 43535.2083 | 0.24418 | 0.16968
2019-03-11 06:00 | 43535.25 | 0.06385 | 0.04708 | 2019-03-11 06:00 | 43535.25 | 0.35435 | 0.26865
2019-03-11 07:00 | 43535.2917 | 0.06808 | 0.048837 | 2019-03-11 07:00 | 43535.2917 | 0.3845 | 0.30201
2019-03-11 08:00 | 43535.3333 | 0.06732 | 0.048235 | 2019-03-11 08:00 | 43535.3333 | 0.4148 | 0.31096
2019-03-11 09:00 | 43535.375 | 0.06896 | 0.048883 | 2019-03-11 09:00 | 43535.375 | 0.40594 | 0.30874
2019-03-11 10:00 | 43535.4167 | 0.06718 | 0.048093 | 2019-03-11 10:00 | 43535.4167 | 0.46267 | 0.29917
2019-03-11 11:00 | 43535.4583 | 0.06769 | 0.048309 | 2019-03-11 11:00 | 43535.4583 | 0.43259 | 0.27312
2019-03-11 12:00 | 43535.5 | 0.13682 | 0.049061 | 2019-03-11 12:00 | 43535.5 | 0.43773 | 0.27653
2019-03-11 13:00 | 43535.5417 | 0.13729 | 0.049257 | 2019-03-11 13:00 | 43535.5417 | 0.42975 | 0.26937
2019-03-11 14:00 | 43535.5833 | 0.13739 | 0.049294 | 2019-03-11 14:00 | 43535.5833 | 0.36583 | 0.27345
2019-03-11 15:00 | 43535.625 | 0.13803 | 0.04956 | 2019-03-11 15:00 | 43535.625 | 0.36548 | 0.27108
2019-03-11 16:00 | 43535.6667 | 0.13805 | 0.049543 | 2019-03-11 16:00 | 43535.6667 | 0.36998 | 0.27372
2019-03-11 17:00 | 43535.7083 | 0.1382 | 0.049631 | 2019-03-11 17:00 | 43535.7083 | 0.40107 | 0.29876
2019-03-11 18:00 | 43535.75 | 0.14067 | 0.050623 | 2019-03-11 18:00 | 43535.75 | 0.48529 | 0.30877
2019-03-11 19:00 | 43535.7917 | 0.14222 | 0.051255 | 2019-03-11 19:00 | 43535.7917 | 0.53012 | 0.34598
2019-03-11 20:00 | 43535.8333 | 0.14572 | 0.052701 | 2019-03-11 20:00 | 43535.8333 | 0.58585 | 0.39311
2019-03-11 21:00 | 43535.875 | 0.14287 | 0.051525 | 2019-03-11 21:00 | 43535.875 | 0.59309 | 0.39794
2019-03-11 22:00 | 43535.9167 | 0.07323 | 0.050902 | 2019-03-11 22:00 | 43535.9167 | 0.45333 | 0.33773
2019-03-11 23:00 | 43535.9583 | 0.07303 | 0.050902 | 2019-03-11 23:00 | 43535.9583 | 0.43723 | 0.32413
2019-03-12 | 43536 | 0.07217 | 0.050694 | 2019-03-12 | 43536 | 0.3706 | 0.28926
2019-03-12 01:00 | 43536.0417 | 0.07127 | 0.050387 | 2019-03-12 01:00 | 43536.0417 | 0.3659 | 0.28112
2019-03-12 02:00 | 43536.0833 | 0.07163 | 0.050574 | 2019-03-12 02:00 | 43536.0833 | 0.36113 | 0.27459
2019-03-12 03:00 | 43536.125 | 0.07143 | 0.050511 | 2019-03-12 03:00 | 43536.125 | 0.32698 | 0.2439
2019-03-12 04:00 | 43536.1667 | 0.07022 | 0.049979 | 2019-03-12 04:00 | 43536.1667 | 0.32034 | 0.23769
2019-03-12 05:00 | 43536.2083 | 0.07037 | 0.050021 | 2019-03-12 05:00 | 43536.2083 | 0.33489 | 0.24949
2019-03-12 06:00 | 43536.25 | 0.07199 | 0.050615 | 2019-03-12 06:00 | 43536.25 | 0.33186 | 0.24853
2019-03-12 07:00 | 43536.2917 | 0.07252 | 0.050765 | 2019-03-12 07:00 | 43536.2917 | 0.34982 | 0.26649
2019-03-12 08:00 | 43536.3333 | 0.07179 | 0.050191 | 2019-03-12 08:00 | 43536.3333 | 0.33165 | 0.25533
2019-03-12 09:00 | 43536.375 | 0.07127 | 0.049909 | 2019-03-12 09:00 | 43536.375 | 0.30426 | 0.24154
2019-03-12 10:00 | 43536.4167 | 0.06949 | 0.049115 | 2019-03-12 10:00 | 43536.4167 | 0.26741 | 0.21253
2019-03-12 11:00 | 43536.4583 | 0.06682 | 0.047965 | 2019-03-12 11:00 | 43536.4583 | 0.25933 | 0.20428
2019-03-12 12:00 | 43536.5 | 0.1321 | 0.047113 | 2019-03-12 12:00 | 43536.5 | 0.25314 | 0.19926
2019-03-12 13:00 | 43536.5417 | 0.13029 | 0.046369 | 2019-03-12 13:00 | 43536.5417 | 0.25306 | 0.19931
2019-03-12 14:00 | 43536.5833 | 0.12525 | 0.044292 | 2019-03-12 14:00 | 43536.5833 | 0.24869 | 0.19508
2019-03-12 15:00 | 43536.625 | 0.1227 | 0.043221 | 2019-03-12 15:00 | 43536.625 | 0.25213 | 0.19616
2019-03-12 16:00 | 43536.6667 | 0.12276 | 0.043245 | 2019-03-12 16:00 | 43536.6667 | 0.26492 | 0.20412
2019-03-12 17:00 | 43536.7083 | 0.12721 | 0.045078 | 2019-03-12 17:00 | 43536.7083 | 0.28062 | 0.21485
2019-03-12 18:00 | 43536.75 | 0.13248 | 0.047246 | 2019-03-12 18:00 | 43536.75 | 0.35957 | 0.28413
2019-03-12 19:00 | 43536.7917 | 0.13741 | 0.049277 | 2019-03-12 19:00 | 43536.7917 | 0.36605 | 0.29055
2019-03-12 20:00 | 43536.8333 | 0.13883 | 0.049859 | 2019-03-12 20:00 | 43536.8333 | 0.36755 | 0.29258
2019-03-12 21:00 | 43536.875 | 0.13855 | 0.049747 | 2019-03-12 21:00 | 43536.875 | 0.35608 | 0.28244
2019-03-12 22:00 | 43536.9167 | 0.06747 | 0.048409 | 2019-03-12 22:00 | 43536.9167 | 0.34248 | 0.26936
2019-03-12 23:00 | 43536.9583 | 0.06628 | 0.047977 | 2019-03-12 23:00 | 43536.9583 | 0.33492 | 0.26259
2019-03-13 | 43537 | 0.05677 | 0.044022 | 2019-03-13 | 43537 | 0.28826 | 0.21429
2019-03-13 01:00 | 43537.0417 | 0.05579 | 0.043644 | 2019-03-13 01:00 | 43537.0417 | 0.29099 | 0.21139
2019-03-13 02:00 | 43537.0833 | 0.0536 | 0.042714 | 2019-03-13 02:00 | 43537.0833 | 0.2872 | 0.20676
2019-03-13 03:00 | 43537.125 | 0.05324 | 0.042577 | 2019-03-13 03:00 | 43537.125 | 0.2691 | 0.18903
2019-03-13 04:00 | 43537.1667 | 0.05202 | 0.042041 | 2019-03-13 04:00 | 43537.1667 | 0.25293 | 0.17423
2019-03-13 05:00 | 43537.2083 | 0.05404 | 0.042884 | 2019-03-13 05:00 | 43537.2083 | 0.28458 | 0.19976
2019-03-13 06:00 | 43537.25 | 0.05679 | 0.043985 | 2019-03-13 06:00 | 43537.25 | 0.29623 | 0.21347
2019-03-13 07:00 | 43537.2917 | 0.06246 | 0.046374 | 2019-03-13 07:00 | 43537.2917 | 0.29788 | 0.21472
2019-03-13 08:00 | 43537.3333 | 0.06637 | 0.047828 | 2019-03-13 08:00 | 43537.3333 | 0.2895 | 0.21463
2019-03-13 09:00 | 43537.375 | 0.06584 | 0.047545 | 2019-03-13 09:00 | 43537.375 | 0.32076 | 0.24798
2019-03-13 10:00 | 43537.4167 | 0.06409 | 0.046764 | 2019-03-13 10:00 | 43537.4167 | 0.28255 | 0.22036
2019-03-13 11:00 | 43537.4583 | 0.06084 | 0.045364 | 2019-03-13 11:00 | 43537.4583 | 0.27641 | 0.21476
2019-03-13 12:00 | 43537.5 | 0.12942 | 0.046008 | 2019-03-13 12:00 | 43537.5 | 0.27657 | 0.21505
2019-03-13 13:00 | 43537.5417 | 0.12647 | 0.044791 | 2019-03-13 13:00 | 43537.5417 | 0.31831 | 0.25174
2019-03-13 14:00 | 43537.5833 | 0.12551 | 0.044375 | 2019-03-13 14:00 | 43537.5833 | 0.28884 | 0.22487
2019-03-13 15:00 | 43537.625 | 0.12295 | 0.04332 | 2019-03-13 15:00 | 43537.625 | 0.2906 | 0.22319
2019-03-13 16:00 | 43537.6667 | 0.12224 | 0.04305 | 2019-03-13 16:00 | 43537.6667 | 0.29513 | 0.22522
2019-03-13 17:00 | 43537.7083 | 0.12446 | 0.043939 | 2019-03-13 17:00 | 43537.7083 | 0.3325 | 0.25758
2019-03-13 18:00 | 43537.75 | 0.12828 | 0.045539 | 2019-03-13 18:00 | 43537.75 | 0.36496 | 0.28683
2019-03-13 19:00 | 43537.7917 | 0.13582 | 0.04865 | 2019-03-13 19:00 | 43537.7917 | 0.45238 | 0.36127
2019-03-13 20:00 | 43537.8333 | 0.13844 | 0.04973 | 2019-03-13 20:00 | 43537.8333 | 0.48195 | 0.38871
2019-03-13 21:00 | 43537.875 | 0.1386 | 0.049768 | 2019-03-13 21:00 | 43537.875 | 0.43644 | 0.3505
2019-03-13 22:00 | 43537.9167 | 0.06923 | 0.049198 | 2019-03-13 22:00 | 43537.9167 | 0.40257 | 0.32141
2019-03-13 23:00 | 43537.9583 | 0.06864 | 0.048999 | 2019-03-13 23:00 | 43537.9583 | 0.38385 | 0.30418
2019-03-14 | 43538 | 0.06883 | 0.049323 | 2019-03-14 | 43538 | 0.36988 | 0.29091
2019-03-14 01:00 | 43538.0417 | 0.06537 | 0.047869 | 2019-03-14 01:00 | 43538.0417 | 0.36039 | 0.2795
2019-03-14 02:00 | 43538.0833 | 0.06275 | 0.046772 | 2019-03-14 02:00 | 43538.0833 | 0.30703 | 0.23173
2019-03-14 03:00 | 43538.125 | 0.06339 | 0.047055 | 2019-03-14 03:00 | 43538.125 | 0.29977 | 0.22454
2019-03-14 04:00 | 43538.1667 | 0.06453 | 0.047499 | 2019-03-14 04:00 | 43538.1667 | 0.29416 | 0.21968
2019-03-14 05:00 | 43538.2083 | 0.06781 | 0.048958 | 2019-03-14 05:00 | 43538.2083 | 0.30493 | 0.22978
2019-03-14 06:00 | 43538.25 | 0.0713 | 0.05037 | 2019-03-14 06:00 | 43538.25 | 0.35441 | 0.27752
2019-03-14 07:00 | 43538.2917 | 0.07055 | 0.049938 | 2019-03-14 07:00 | 43538.2917 | 0.36013 | 0.28793
2019-03-14 08:00 | 43538.3333 | 0.07097 | 0.049809 | 2019-03-14 08:00 | 43538.3333 | 0.3926 | 0.29463
2019-03-14 09:00 | 43538.375 | 0.07013 | 0.04939 | 2019-03-14 09:00 | 43538.375 | 0.38478 | 0.29206
2019-03-14 10:00 | 43538.4167 | 0.0679 | 0.04843 | 2019-03-14 10:00 | 43538.4167 | 0.4473 | 0.2881
2019-03-14 11:00 | 43538.4583 | 0.06694 | 0.048019 | 2019-03-14 11:00 | 43538.4583 | 0.43822 | 0.2807
2019-03-14 12:00 | 43538.5 | 0.13435 | 0.048039 | 2019-03-14 12:00 | 43538.5 | 0.41194 | 0.25776
2019-03-14 13:00 | 43538.5417 | 0.13407 | 0.047927 | 2019-03-14 13:00 | 43538.5417 | 0.36892 | 0.22117
2019-03-14 14:00 | 43538.5833 | 0.13326 | 0.04757 | 2019-03-14 14:00 | 43538.5833 | 0.2942 | 0.21505
2019-03-14 15:00 | 43538.625 | 0.13161 | 0.04691 | 2019-03-14 15:00 | 43538.625 | 0.29533 | 0.21459
2019-03-14 16:00 | 43538.6667 | 0.12995 | 0.046203 | 2019-03-14 16:00 | 43538.6667 | 0.29676 | 0.21424
2019-03-14 17:00 | 43538.7083 | 0.13195 | 0.04703 | 2019-03-14 17:00 | 43538.7083 | 0.29822 | 0.21469
2019-03-14 18:00 | 43538.75 | 0.13316 | 0.047524 | 2019-03-14 18:00 | 43538.75 | 0.37451 | 0.21888
2019-03-14 19:00 | 43538.7917 | 0.13849 | 0.049722 | 2019-03-14 19:00 | 43538.7917 | 0.42844 | 0.26514
2019-03-14 20:00 | 43538.8333 | 0.14005 | 0.050366 | 2019-03-14 20:00 | 43538.8333 | 0.44597 | 0.28168
2019-03-14 21:00 | 43538.875 | 0.14023 | 0.050416 | 2019-03-14 21:00 | 43538.875 | 0.44448 | 0.27973
2019-03-14 22:00 | 43538.9167 | 0.06979 | 0.049498 | 2019-03-14 22:00 | 43538.9167 | 0.33072 | 0.24003
2019-03-14 23:00 | 43538.9583 | 0.06913 | 0.049269 | 2019-03-14 23:00 | 43538.9583 | 0.30346 | 0.21473
2019-03-15 | 43539 | 0.07161 | 0.050507 | 2019-03-15 | 43539 | 0.27692 | 0.21526
2019-03-15 01:00 | 43539.0417 | 0.0705 | 0.050079 | 2019-03-15 01:00 | 43539.0417 | 0.27701 | 0.21087
2019-03-15 02:00 | 43539.0833 | 0.06951 | 0.049676 | 2019-03-15 02:00 | 43539.0833 | 0.27682 | 0.2097
2019-03-15 03:00 | 43539.125 | 0.06957 | 0.049701 | 2019-03-15 03:00 | 43539.125 | 0.27789 | 0.20974
2019-03-15 04:00 | 43539.1667 | 0.07004 | 0.049905 | 2019-03-15 04:00 | 43539.1667 | 0.27766 | 0.20974
2019-03-15 05:00 | 43539.2083 | 0.07198 | 0.050727 | 2019-03-15 05:00 | 43539.2083 | 0.27774 | 0.21008
2019-03-15 06:00 | 43539.25 | 0.07328 | 0.05118 | 2019-03-15 06:00 | 43539.25 | 0.27804 | 0.21285
2019-03-15 07:00 | 43539.2917 | 0.07524 | 0.052032 | 2019-03-15 07:00 | 43539.2917 | 0.30585 | 0.24266
2019-03-15 08:00 | 43539.3333 | 0.07347 | 0.050977 | 2019-03-15 08:00 | 43539.3333 | 0.34991 | 0.25894
2019-03-15 09:00 | 43539.375 | 0.07236 | 0.050436 | 2019-03-15 09:00 | 43539.375 | 0.34489 | 0.25894
2019-03-15 10:00 | 43539.4167 | 0.07177 | 0.050154 | 2019-03-15 10:00 | 43539.4167 | 0.40772 | 0.25472
2019-03-15 11:00 | 43539.4583 | 0.07054 | 0.049622 | 2019-03-15 11:00 | 43539.4583 | 0.40715 | 0.25472
2019-03-15 12:00 | 43539.5 | 0.13764 | 0.049373 | 2019-03-15 12:00 | 43539.5 | 0.39951 | 0.24784
2019-03-15 13:00 | 43539.5417 | 0.13716 | 0.049178 | 2019-03-15 13:00 | 43539.5417 | 0.39844 | 0.24735
2019-03-15 14:00 | 43539.5833 | 0.13574 | 0.048567 | 2019-03-15 14:00 | 43539.5833 | 0.33027 | 0.24686
2019-03-15 15:00 | 43539.625 | 0.13466 | 0.048123 | 2019-03-15 15:00 | 43539.625 | 0.33915 | 0.25339
2019-03-15 16:00 | 43539.6667 | 0.13514 | 0.048318 | 2019-03-15 16:00 | 43539.6667 | 0.34088 | 0.25339
2019-03-15 17:00 | 43539.7083 | 0.13646 | 0.048862 | 2019-03-15 17:00 | 43539.7083 | 0.34187 | 0.25339
2019-03-15 18:00 | 43539.75 | 0.13879 | 0.049822 | 2019-03-15 18:00 | 43539.75 | 0.44191 | 0.27752
2019-03-15 19:00 | 43539.7917 | 0.14344 | 0.051737 | 2019-03-15 19:00 | 43539.7917 | 0.46401 | 0.29662
2019-03-15 20:00 | 43539.8333 | 0.14435 | 0.052111 | 2019-03-15 20:00 | 43539.8333 | 0.47985 | 0.31139
2019-03-15 21:00 | 43539.875 | 0.14485 | 0.052318 | 2019-03-15 21:00 | 43539.875 | 0.47204 | 0.30391
2019-03-15 22:00 | 43539.9167 | 0.07345 | 0.051168 | 2019-03-15 22:00 | 43539.9167 | 0.37847 | 0.28278
2019-03-15 23:00 | 43539.9583 | 0.07387 | 0.051404 | 2019-03-15 23:00 | 43539.9583 | 0.35819 | 0.26362
2019-03-16 | 43540 | 0.0756 | 0.052302 | 2019-03-16 | 43540 | 0.3209 | 0.25313
2019-03-16 01:00 | 43540.0417 | 0.07476 | 0.051994 | 2019-03-16 01:00 | 43540.0417 | 0.32157 | 0.25112
2019-03-16 02:00 | 43540.0833 | 0.07438 | 0.051857 | 2019-03-16 02:00 | 43540.0833 | 0.32158 | 0.24722
2019-03-16 03:00 | 43540.125 | 0.07453 | 0.051944 | 2019-03-16 03:00 | 43540.125 | 0.30767 | 0.23833
2019-03-16 04:00 | 43540.1667 | 0.07365 | 0.051562 | 2019-03-16 04:00 | 43540.1667 | 0.30562 | 0.23662
2019-03-16 05:00 | 43540.2083 | 0.07319 | 0.051334 | 2019-03-16 05:00 | 43540.2083 | 0.32029 | 0.24944
2019-03-16 06:00 | 43540.25 | 0.07302 | 0.051259 | 2019-03-16 06:00 | 43540.25 | 0.35973 | 0.28557
2019-03-16 07:00 | 43540.2917 | 0.07111 | 0.05037 | 2019-03-16 07:00 | 43540.2917 | 0.37225 | 0.29944
2019-03-16 08:00 | 43540.3333 | 0.06868 | 0.049099 | 2019-03-16 08:00 | 43540.3333 | 0.4097 | 0.30633
2019-03-16 09:00 | 43540.375 | 0.07004 | 0.049606 | 2019-03-16 09:00 | 43540.375 | 0.38738 | 0.29548
2019-03-16 10:00 | 43540.4167 | 0.06815 | 0.048758 | 2019-03-16 10:00 | 43540.4167 | 0.43187 | 0.27621
2019-03-16 11:00 | 43540.4583 | 0.0672 | 0.048322 | 2019-03-16 11:00 | 43540.4583 | 0.41803 | 0.26508
2019-03-16 12:00 | 43540.5 | 0.1337 | 0.047728 | 2019-03-16 12:00 | 43540.5 | 0.42415 | 0.26996
2019-03-16 13:00 | 43540.5417 | 0.13308 | 0.04745 | 2019-03-16 13:00 | 43540.5417 | 0.42384 | 0.2704
2019-03-16 14:00 | 43540.5833 | 0.13261 | 0.047258 | 2019-03-16 14:00 | 43540.5833 | 0.36158 | 0.2748
2019-03-16 15:00 | 43540.625 | 0.12803 | 0.045372 | 2019-03-16 15:00 | 43540.625 | 0.36167 | 0.27292
2019-03-16 16:00 | 43540.6667 | 0.12233 | 0.043029 | 2019-03-16 16:00 | 43540.6667 | 0.3535 | 0.26482
2019-03-16 17:00 | 43540.7083 | 0.12238 | 0.043046 | 2019-03-16 17:00 | 43540.7083 | 0.36438 | 0.27249
2019-03-16 18:00 | 43540.75 | 0.13116 | 0.046681 | 2019-03-16 18:00 | 43540.75 | 0.41007 | 0.25256
2019-03-16 19:00 | 43540.7917 | 0.13642 | 0.04885 | 2019-03-16 19:00 | 43540.7917 | 0.4215 | 0.26144
2019-03-16 20:00 | 43540.8333 | 0.13859 | 0.049739 | 2019-03-16 20:00 | 43540.8333 | 0.43906 | 0.27558
2019-03-16 21:00 | 43540.875 | 0.13751 | 0.049273 | 2019-03-16 21:00 | 43540.875 | 0.42168 | 0.26035
2019-03-16 22:00 | 43540.9167 | 0.06699 | 0.048417 | 2019-03-16 22:00 | 43540.9167 | 0.33584 | 0.24614
2019-03-16 23:00 | 43540.9583 | 0.0666 | 0.048276 | 2019-03-16 23:00 | 43540.9583 | 0.27414 | 0.1916
2019-03-17 | 43541 | 0.06824 | 0.049045 | 2019-03-17 | 43541 | 0.26474 | 0.20482
2019-03-17 01:00 | 43541.0417 | 0.05772 | 0.044554 | 2019-03-17 01:00 | 43541.0417 | 0.25703 | 0.19594
2019-03-17 02:00 | 43541.0833 | 0.0562 | 0.04391 | 2019-03-17 02:00 | 43541.0833 | 0.24857 | 0.18812
2019-03-17 03:00 | 43541.125 | 0.05136 | 0.041816 | 2019-03-17 03:00 | 43541.125 | 0.24558 | 0.185
2019-03-17 04:00 | 43541.1667 | 0.05124 | 0.041767 | 2019-03-17 04:00 | 43541.1667 | 0.24503 | 0.18502
2019-03-17 05:00 | 43541.2083 | 0.05518 | 0.04347 | 2019-03-17 05:00 | 43541.2083 | 0.24942 | 0.18658
2019-03-17 06:00 | 43541.25 | 0.05489 | 0.043316 | 2019-03-17 06:00 | 43541.25 | 0.2536 | 0.1907
2019-03-17 07:00 | 43541.2917 | 0.05521 | 0.043453 | 2019-03-17 07:00 | 43541.2917 | 0.30085 | 0.23596
2019-03-17 08:00 | 43541.3333 | 0.05692 | 0.044043 | 2019-03-17 08:00 | 43541.3333 | 0.32282 | 0.23642
2019-03-17 09:00 | 43541.375 | 0.05673 | 0.043889 | 2019-03-17 09:00 | 43541.375 | 0.30736 | 0.22744
2019-03-17 10:00 | 43541.4167 | 0.05444 | 0.042855 | 2019-03-17 10:00 | 43541.4167 | 0.34801 | 0.20498
2019-03-17 11:00 | 43541.4583 | 0.05406 | 0.04271 | 2019-03-17 11:00 | 43541.4583 | 0.33714 | 0.19399
2019-03-17 12:00 | 43541.5 | 0.11583 | 0.040354 | 2019-03-17 12:00 | 43541.5 | 0.34638 | 0.19973
2019-03-17 13:00 | 43541.5417 | 0.11086 | 0.038327 | 2019-03-17 13:00 | 43541.5417 | 0.34557 | 0.19972
2019-03-17 14:00 | 43541.5833 | 0.09975 | 0.033741 | 2019-03-17 14:00 | 43541.5833 | 0.27274 | 0.19545
2019-03-17 15:00 | 43541.625 | 0.0873 | 0.028618 | 2019-03-17 15:00 | 43541.625 | 0.28484 | 0.20465
2019-03-17 16:00 | 43541.6667 | 0.08368 | 0.027131 | 2019-03-17 16:00 | 43541.6667 | 0.28643 | 0.20487
2019-03-17 17:00 | 43541.7083 | 0.09028 | 0.029848 | 2019-03-17 17:00 | 43541.7083 | 0.31353 | 0.22672
2019-03-17 18:00 | 43541.75 | 0.11255 | 0.039004 | 2019-03-17 18:00 | 43541.75 | 0.39699 | 0.23672
2019-03-17 19:00 | 43541.7917 | 0.1226 | 0.043142 | 2019-03-17 19:00 | 43541.7917 | 0.4342 | 0.2702
2019-03-17 20:00 | 43541.8333 | 0.13164 | 0.04688 | 2019-03-17 20:00 | 43541.8333 | 0.46403 | 0.2956
2019-03-17 21:00 | 43541.875 | 0.13667 | 0.048928 | 2019-03-17 21:00 | 43541.875 | 0.41967 | 0.25891
2019-03-17 22:00 | 43541.9167 | 0.06474 | 0.047416 | 2019-03-17 22:00 | 43541.9167 | 0.33348 | 0.2443
2019-03-17 23:00 | 43541.9583 | 0.05478 | 0.043067 | 2019-03-17 23:00 | 43541.9583 | 0.3302 | 0.23586
2019-03-18 | 43542 | 0.05722 | 0.044243 | 2019-03-18 | 43542 | 0.26455 | 0.20282
2019-03-18 01:00 | 43542.0417 | 0.05638 | 0.043943 | 2019-03-18 01:00 | 43542.0417 | 0.26349 | 0.19881
2019-03-18 02:00 | 43542.0833 | 0.05623 | 0.043906 | 2019-03-18 02:00 | 43542.0833 | 0.2634 | 0.19866
2019-03-18 03:00 | 43542.125 | 0.05693 | 0.04423 | 2019-03-18 03:00 | 43542.125 | 0.26426 | 0.19869
2019-03-18 04:00 | 43542.1667 | 0.0572 | 0.044346 | 2019-03-18 04:00 | 43542.1667 | 0.2643 | 0.19871
2019-03-18 05:00 | 43542.2083 | 0.0583 | 0.044783 | 2019-03-18 05:00 | 43542.2083 | 0.26623 | 0.19973
2019-03-18 06:00 | 43542.25 | 0.06772 | 0.048758 | 2019-03-18 06:00 | 43542.25 | 0.26938 | 0.2029
2019-03-18 07:00 | 43542.2917 | 0.06767 | 0.048658 | 2019-03-18 07:00 | 43542.2917 | 0.30895 | 0.24356
2019-03-18 08:00 | 43542.3333 | 0.06701 | 0.048102 | 2019-03-18 08:00 | 43542.3333 | 0.33868 | 0.24878
2019-03-18 09:00 | 43542.375 | 0.06715 | 0.048106 | 2019-03-18 09:00 | 43542.375 | 0.33126 | 0.24526
2019-03-18 10:00 | 43542.4167 | 0.06589 | 0.047537 | 2019-03-18 10:00 | 43542.4167 | 0.39252 | 0.23952
2019-03-18 11:00 | 43542.4583 | 0.06573 | 0.04747 | 2019-03-18 11:00 | 43542.4583 | 0.3757 | 0.22472
2019-03-18 12:00 | 43542.5 | 0.13307 | 0.047512 | 2019-03-18 12:00 | 43542.5 | 0.37496 | 0.22428
2019-03-18 13:00 | 43542.5417 | 0.13311 | 0.047533 | 2019-03-18 13:00 | 43542.5417 | 0.36104 | 0.21221
2019-03-18 14:00 | 43542.5833 | 0.13221 | 0.047159 | 2019-03-18 14:00 | 43542.5833 | 0.29308 | 0.2116
2019-03-18 15:00 | 43542.625 | 0.13139 | 0.046822 | 2019-03-18 15:00 | 43542.625 | 0.31028 | 0.22474
2019-03-18 16:00 | 43542.6667 | 0.13038 | 0.046378 | 2019-03-18 16:00 | 43542.6667 | 0.32853 | 0.23925
2019-03-18 17:00 | 43542.7083 | 0.13095 | 0.046639 | 2019-03-18 17:00 | 43542.7083 | 0.3379 | 0.24539
2019-03-18 18:00 | 43542.75 | 0.1324 | 0.047213 | 2019-03-18 18:00 | 43542.75 | 0.44293 | 0.27503
2019-03-18 19:00 | 43542.7917 | 0.13691 | 0.04907 | 2019-03-18 19:00 | 43542.7917 | 0.45627 | 0.28624
2019-03-18 20:00 | 43542.8333 | 0.14106 | 0.050781 | 2019-03-18 20:00 | 43542.8333 | 0.45878 | 0.28995
2019-03-18 21:00 | 43542.875 | 0.14084 | 0.05069 | 2019-03-18 21:00 | 43542.875 | 0.45062 | 0.28222
2019-03-18 22:00 | 43542.9167 | 0.06789 | 0.048592 | 2019-03-18 22:00 | 43542.9167 | 0.34932 | 0.25496
2019-03-18 23:00 | 43542.9583 | 0.06681 | 0.048206 | 2019-03-18 23:00 | 43542.9583 | 0.30969 | 0.22123
2019-03-19 | 43543 | 0.06643 | 0.048197 | 2019-03-19 | 43543 | 0.33064 | 0.25836
2019-03-19 01:00 | 43543.0417 | 0.06243 | 0.046536 | 2019-03-19 01:00 | 43543.0417 | 0.32301 | 0.24758
2019-03-19 02:00 | 43543.0833 | 0.05941 | 0.045244 | 2019-03-19 02:00 | 43543.0833 | 0.2972 | 0.22293
2019-03-19 03:00 | 43543.125 | 0.05915 | 0.045152 | 2019-03-19 03:00 | 43543.125 | 0.26894 | 0.1975
2019-03-19 04:00 | 43543.1667 | 0.05851 | 0.044874 | 2019-03-19 04:00 | 43543.1667 | 0.26625 | 0.19485
2019-03-19 05:00 | 43543.2083 | 0.06 | 0.045501 | 2019-03-19 05:00 | 43543.2083 | 0.26677 | 0.19479
2019-03-19 06:00 | 43543.25 | 0.06457 | 0.047391 | 2019-03-19 06:00 | 43543.25 | 0.28739 | 0.21436
2019-03-19 07:00 | 43543.2917 | 0.06785 | 0.048737 | 2019-03-19 07:00 | 43543.2917 | 0.27279 | 0.20378
2019-03-19 08:00 | 43543.3333 | 0.0695 | 0.049203 | 2019-03-19 08:00 | 43543.3333 | 0.30008 | 0.23327
2019-03-19 09:00 | 43543.375 | 0.06862 | 0.048766 | 2019-03-19 09:00 | 43543.375 | 0.29636 | 0.23638
2019-03-19 10:00 | 43543.4167 | 0.06684 | 0.047973 | 2019-03-19 10:00 | 43543.4167 | 0.28243 | 0.22683
2019-03-19 11:00 | 43543.4583 | 0.06594 | 0.047587 | 2019-03-19 11:00 | 43543.4583 | 0.24402 | 0.19316
2019-03-19 12:00 | 43543.5 | 0.13308 | 0.047516 | 2019-03-19 12:00 | 43543.5 | 0.24285 | 0.19177
2019-03-19 13:00 | 43543.5417 | 0.1327 | 0.047358 | 2019-03-19 13:00 | 43543.5417 | 0.23812 | 0.1878
2019-03-19 14:00 | 43543.5833 | 0.13111 | 0.046706 | 2019-03-19 14:00 | 43543.5833 | 0.23873 | 0.18749
2019-03-19 15:00 | 43543.625 | 0.12883 | 0.045742 | 2019-03-19 15:00 | 43543.625 | 0.23974 | 0.18678
2019-03-19 16:00 | 43543.6667 | 0.12748 | 0.045186 | 2019-03-19 16:00 | 43543.6667 | 0.24343 | 0.18852
2019-03-19 17:00 | 43543.7083 | 0.13038 | 0.046378 | 2019-03-19 17:00 | 43543.7083 | 0.25268 | 0.1948
2019-03-19 18:00 | 43543.75 | 0.1366 | 0.048945 | 2019-03-19 18:00 | 43543.75 | 0.29511 | 0.22915
2019-03-19 19:00 | 43543.7917 | 0.13912 | 0.049979 | 2019-03-19 19:00 | 43543.7917 | 0.35901 | 0.28442
2019-03-19 20:00 | 43543.8333 | 0.13743 | 0.049286 | 2019-03-19 20:00 | 43543.8333 | 0.34979 | 0.27983
2019-03-19 21:00 | 43543.875 | 0.13745 | 0.049294 | 2019-03-19 21:00 | 43543.875 | 0.32569 | 0.25914
2019-03-19 22:00 | 43543.9167 | 0.06782 | 0.048563 | 2019-03-19 22:00 | 43543.9167 | 0.31434 | 0.24915
2019-03-19 23:00 | 43543.9583 | 0.06723 | 0.048388 | 2019-03-19 23:00 | 43543.9583 | 0.31252 | 0.24557
2019-03-20 | 43544 | 0.06004 | 0.045447 | 2019-03-20 | 43544 | 0.28004 | 0.21515
2019-03-20 01:00 | 43544.0417 | 0.05765 | 0.04445 | 2019-03-20 01:00 | 43544.0417 | 0.28685 | 0.21593
2019-03-20 02:00 | 43544.0833 | 0.05565 | 0.043607 | 2019-03-20 02:00 | 43544.0833 | 0.28078 | 0.20847
2019-03-20 03:00 | 43544.125 | 0.05585 | 0.043715 | 2019-03-20 03:00 | 43544.125 | 0.27111 | 0.1991
2019-03-20 04:00 | 43544.1667 | 0.05594 | 0.043752 | 2019-03-20 04:00 | 43544.1667 | 0.27131 | 0.19861
2019-03-20 05:00 | 43544.2083 | 0.05682 | 0.044093 | 2019-03-20 05:00 | 43544.2083 | 0.27193 | 0.19872
2019-03-20 06:00 | 43544.25 | 0.06431 | 0.047254 | 2019-03-20 06:00 | 43544.25 | 0.27893 | 0.20633
2019-03-20 07:00 | 43544.2917 | 0.06676 | 0.048243 | 2019-03-20 07:00 | 43544.2917 | 0.28897 | 0.21332
2019-03-20 08:00 | 43544.3333 | 0.06687 | 0.048044 | 2019-03-20 08:00 | 43544.3333 | 0.26456 | 0.1989
2019-03-20 09:00 | 43544.375 | 0.06616 | 0.047682 | 2019-03-20 09:00 | 43544.375 | 0.2591 | 0.1989
2019-03-20 10:00 | 43544.4167 | 0.06323 | 0.04639 | 2019-03-20 10:00 | 43544.4167 | 0.25501 | 0.19872
2019-03-20 11:00 | 43544.4583 | 0.06236 | 0.046016 | 2019-03-20 11:00 | 43544.4583 | 0.25409 | 0.1986
2019-03-20 12:00 | 43544.5 | 0.13138 | 0.046814 | 2019-03-20 12:00 | 43544.5 | 0.24609 | 0.1917
2019-03-20 13:00 | 43544.5417 | 0.13203 | 0.047084 | 2019-03-20 13:00 | 43544.5417 | 0.24726 | 0.19285
2019-03-20 14:00 | 43544.5833 | 0.13179 | 0.046964 | 2019-03-20 14:00 | 43544.5833 | 0.24475 | 0.18985
2019-03-20 15:00 | 43544.625 | 0.13162 | 0.046893 | 2019-03-20 15:00 | 43544.625 | 0.24419 | 0.18665
2019-03-20 16:00 | 43544.6667 | 0.13103 | 0.046673 | 2019-03-20 16:00 | 43544.6667 | 0.24507 | 0.18666
2019-03-20 17:00 | 43544.7083 | 0.13096 | 0.046619 | 2019-03-20 17:00 | 43544.7083 | 0.24881 | 0.18896
2019-03-20 18:00 | 43544.75 | 0.13219 | 0.04715 | 2019-03-20 18:00 | 43544.75 | 0.26121 | 0.19852
2019-03-20 19:00 | 43544.7917 | 0.13854 | 0.049772 | 2019-03-20 19:00 | 43544.7917 | 0.30499 | 0.23865
2019-03-20 20:00 | 43544.8333 | 0.13768 | 0.049415 | 2019-03-20 20:00 | 43544.8333 | 0.31541 | 0.24985
2019-03-20 21:00 | 43544.875 | 0.13733 | 0.049248 | 2019-03-20 21:00 | 43544.875 | 0.31344 | 0.2484
2019-03-20 22:00 | 43544.9167 | 0.06606 | 0.047828 | 2019-03-20 22:00 | 43544.9167 | 0.30829 | 0.24272
2019-03-20 23:00 | 43544.9583 | 0.0632 | 0.046639 | 2019-03-20 23:00 | 43544.9583 | 0.25959 | 0.1992
2019-03-21 | 43545 | 0.06569 | 0.047952 | 2019-03-21 | 43545 | 0.28613 | 0.21833
2019-03-21 01:00 | 43545.0417 | 0.06153 | 0.046191 | 2019-03-21 01:00 | 43545.0417 | 0.26299 | 0.19558
2019-03-21 02:00 | 43545.0833 | 0.06044 | 0.045763 | 2019-03-21 02:00 | 43545.0833 | 0.26305 | 0.19451
2019-03-21 03:00 | 43545.125 | 0.06171 | 0.04632 | 2019-03-21 03:00 | 43545.125 | 0.26144 | 0.19232
2019-03-21 04:00 | 43545.1667 | 0.06295 | 0.046814 | 2019-03-21 04:00 | 43545.1667 | 0.25847 | 0.18971
2019-03-21 05:00 | 43545.2083 | 0.06687 | 0.048546 | 2019-03-21 05:00 | 43545.2083 | 0.26316 | 0.19448
2019-03-21 06:00 | 43545.25 | 0.07031 | 0.049942 | 2019-03-21 06:00 | 43545.25 | 0.27726 | 0.211
2019-03-21 07:00 | 43545.2917 | 0.0716 | 0.050391 | 2019-03-21 07:00 | 43545.2917 | 0.30753 | 0.24349
2019-03-21 08:00 | 43545.3333 | 0.06939 | 0.049128 | 2019-03-21 08:00 | 43545.3333 | 0.33467 | 0.24597
2019-03-21 09:00 | 43545.375 | 0.06936 | 0.049061 | 2019-03-21 09:00 | 43545.375 | 0.33247 | 0.24786
2019-03-21 10:00 | 43545.4167 | 0.06867 | 0.048762 | 2019-03-21 10:00 | 43545.4167 | 0.39303 | 0.242
2019-03-21 11:00 | 43545.4583 | 0.06774 | 0.048363 | 2019-03-21 11:00 | 43545.4583 | 0.36487 | 0.21835
2019-03-21 12:00 | 43545.5 | 0.13579 | 0.048634 | 2019-03-21 12:00 | 43545.5 | 0.36919 | 0.22184
2019-03-21 13:00 | 43545.5417 | 0.13588 | 0.048671 | 2019-03-21 13:00 | 43545.5417 | 0.3637 | 0.2181
2019-03-21 14:00 | 43545.5833 | 0.13545 | 0.048467 | 2019-03-21 14:00 | 43545.5833 | 0.29266 | 0.21548
2019-03-21 15:00 | 43545.625 | 0.13468 | 0.048181 | 2019-03-21 15:00 | 43545.625 | 0.29446 | 0.21566
2019-03-21 16:00 | 43545.6667 | 0.13437 | 0.048023 | 2019-03-21 16:00 | 43545.6667 | 0.32017 | 0.23517
2019-03-21 17:00 | 43545.7083 | 0.13493 | 0.048255 | 2019-03-21 17:00 | 43545.7083 | 0.33474 | 0.2479
2019-03-21 18:00 | 43545.75 | 0.13539 | 0.048447 | 2019-03-21 18:00 | 43545.75 | 0.42471 | 0.26383
2019-03-21 19:00 | 43545.7917 | 0.13944 | 0.050112 | 2019-03-21 19:00 | 43545.7917 | 0.44007 | 0.27665
2019-03-21 20:00 | 43545.8333 | 0.14101 | 0.050765 | 2019-03-21 20:00 | 43545.8333 | 0.45156 | 0.28735
2019-03-21 21:00 | 43545.875 | 0.14125 | 0.050835 | 2019-03-21 21:00 | 43545.875 | 0.42141 | 0.26116
2019-03-21 22:00 | 43545.9167 | 0.07078 | 0.049925 | 2019-03-21 22:00 | 43545.9167 | 0.32866 | 0.24001
2019-03-21 23:00 | 43545.9583 | 0.07111 | 0.050125 | 2019-03-21 23:00 | 43545.9583 | 0.31737 | 0.2286
2019-03-22 | 43546 | 0.07359 | 0.051371 | 2019-03-22 | 43546 | 0.28625 | 0.22271
2019-03-22 01:00 | 43546.0417 | 0.07324 | 0.051271 | 2019-03-22 01:00 | 43546.0417 | 0.27976 | 0.21466
2019-03-22 02:00 | 43546.0833 | 0.07347 | 0.0514 | 2019-03-22 02:00 | 43546.0833 | 0.27167 | 0.20672
2019-03-22 03:00 | 43546.125 | 0.07307 | 0.051226 | 2019-03-22 03:00 | 43546.125 | 0.26251 | 0.19829
2019-03-22 04:00 | 43546.1667 | 0.07282 | 0.051118 | 2019-03-22 04:00 | 43546.1667 | 0.26765 | 0.20272
2019-03-22 05:00 | 43546.2083 | 0.07327 | 0.051284 | 2019-03-22 05:00 | 43546.2083 | 0.28142 | 0.21433
2019-03-22 06:00 | 43546.25 | 0.07308 | 0.051093 | 2019-03-22 06:00 | 43546.25 | 0.27761 | 0.21587
2019-03-22 07:00 | 43546.2917 | 0.07385 | 0.051425 | 2019-03-22 07:00 | 43546.2917 | 0.30919 | 0.24628
2019-03-22 08:00 | 43546.3333 | 0.07229 | 0.050461 | 2019-03-22 08:00 | 43546.3333 | 0.3402 | 0.25096
2019-03-22 09:00 | 43546.375 | 0.07161 | 0.050112 | 2019-03-22 09:00 | 43546.375 | 0.32902 | 0.24542
2019-03-22 10:00 | 43546.4167 | 0.07028 | 0.049514 | 2019-03-22 10:00 | 43546.4167 | 0.36356 | 0.2175
2019-03-22 11:00 | 43546.4583 | 0.07004 | 0.04941 | 2019-03-22 11:00 | 43546.4583 | 0.35688 | 0.21222
2019-03-22 12:00 | 43546.5 | 0.13826 | 0.049626 | 2019-03-22 12:00 | 43546.5 | 0.35934 | 0.2144
2019-03-22 13:00 | 43546.5417 | 0.13807 | 0.049547 | 2019-03-22 13:00 | 43546.5417 | 0.33894 | 0.19762
2019-03-22 14:00 | 43546.5833 | 0.13774 | 0.04939 | 2019-03-22 14:00 | 43546.5833 | 0.2675 | 0.19442
2019-03-22 15:00 | 43546.625 | 0.13754 | 0.049307 | 2019-03-22 15:00 | 43546.625 | 0.27452 | 0.19942
2019-03-22 16:00 | 43546.6667 | 0.13781 | 0.049419 | 2019-03-22 16:00 | 43546.6667 | 0.31169 | 0.22948
2019-03-22 17:00 | 43546.7083 | 0.13809 | 0.049535 | 2019-03-22 17:00 | 43546.7083 | 0.33193 | 0.24496
2019-03-22 18:00 | 43546.75 | 0.13847 | 0.049689 | 2019-03-22 18:00 | 43546.75 | 0.40295 | 0.24525
2019-03-22 19:00 | 43546.7917 | 0.13964 | 0.050171 | 2019-03-22 19:00 | 43546.7917 | 0.41534 | 0.25589
2019-03-22 20:00 | 43546.8333 | 0.14211 | 0.051188 | 2019-03-22 20:00 | 43546.8333 | 0.44038 | 0.27849
2019-03-22 21:00 | 43546.875 | 0.14157 | 0.050968 | 2019-03-22 21:00 | 43546.875 | 0.41455 | 0.25556
2019-03-22 22:00 | 43546.9167 | 0.07187 | 0.050482 | 2019-03-22 22:00 | 43546.9167 | 0.32992 | 0.24178
2019-03-22 23:00 | 43546.9583 | 0.07211 | 0.05064 | 2019-03-22 23:00 | 43546.9583 | 0.29678 | 0.21265
2019-03-23 | 43547 | 0.0732 | 0.051259 | 2019-03-23 | 43547 | 0.28141 | 0.21899
2019-03-23 01:00 | 43547.0417 | 0.07252 | 0.051014 | 2019-03-23 01:00 | 43547.0417 | 0.2489 | 0.18867
2019-03-23 02:00 | 43547.0833 | 0.0708 | 0.050287 | 2019-03-23 02:00 | 43547.0833 | 0.24442 | 0.18193
2019-03-23 03:00 | 43547.125 | 0.07048 | 0.050175 | 2019-03-23 03:00 | 43547.125 | 0.24085 | 0.18144
2019-03-23 04:00 | 43547.1667 | 0.06978 | 0.049871 | 2019-03-23 04:00 | 43547.1667 | 0.23923 | 0.18011
2019-03-23 05:00 | 43547.2083 | 0.06866 | 0.049356 | 2019-03-23 05:00 | 43547.2083 | 0.24018 | 0.18121
2019-03-23 06:00 | 43547.25 | 0.06659 | 0.048451 | 2019-03-23 06:00 | 43547.25 | 0.23896 | 0.18172
2019-03-23 07:00 | 43547.2917 | 0.0669 | 0.048534 | 2019-03-23 07:00 | 43547.2917 | 0.28914 | 0.22938
2019-03-23 08:00 | 43547.3333 | 0.06652 | 0.04816 | 2019-03-23 08:00 | 43547.3333 | 0.32922 | 0.23934
2019-03-23 09:00 | 43547.375 | 0.06838 | 0.048887 | 2019-03-23 09:00 | 43547.375 | 0.32108 | 0.2391
2019-03-23 10:00 | 43547.4167 | 0.067 | 0.048264 | 2019-03-23 10:00 | 43547.4167 | 0.36532 | 0.21891
2019-03-23 11:00 | 43547.4583 | 0.06508 | 0.047408 | 2019-03-23 11:00 | 43547.4583 | 0.35446 | 0.20964
2019-03-23 12:00 | 43547.5 | 0.13271 | 0.047325 | 2019-03-23 12:00 | 43547.5 | 0.3491 | 0.2048
2019-03-23 13:00 | 43547.5417 | 0.13275 | 0.047312 | 2019-03-23 13:00 | 43547.5417 | 0.33983 | 0.19726
2019-03-23 14:00 | 43547.5833 | 0.13181 | 0.04693 | 2019-03-23 14:00 | 43547.5833 | 0.27125 | 0.19652
2019-03-23 15:00 | 43547.625 | 0.13063 | 0.046444 | 2019-03-23 15:00 | 43547.625 | 0.27967 | 0.20232
2019-03-23 16:00 | 43547.6667 | 0.12976 | 0.046087 | 2019-03-23 16:00 | 43547.6667 | 0.29639 | 0.21563
2019-03-23 17:00 | 43547.7083 | 0.13156 | 0.046822 | 2019-03-23 17:00 | 43547.7083 | 0.30058 | 0.21854
2019-03-23 18:00 | 43547.75 | 0.13301 | 0.047445 | 2019-03-23 18:00 | 43547.75 | 0.38354 | 0.22963
2019-03-23 19:00 | 43547.7917 | 0.13721 | 0.049174 | 2019-03-23 19:00 | 43547.7917 | 0.39897 | 0.24269
2019-03-23 20:00 | 43547.8333 | 0.138 | 0.049498 | 2019-03-23 20:00 | 43547.8333 | 0.4051 | 0.24891
2019-03-23 21:00 | 43547.875 | 0.13838 | 0.049631 | 2019-03-23 21:00 | 43547.875 | 0.40123 | 0.24459
2019-03-23 22:00 | 43547.9167 | 0.06856 | 0.049099 | 2019-03-23 22:00 | 43547.9167 | 0.31522 | 0.22938
2019-03-23 23:00 | 43547.9583 | 0.06774 | 0.048771 | 2019-03-23 23:00 | 43547.9583 | 0.29684 | 0.21072
2019-03-24 | 43548 | 0.0607 | 0.045759 | 2019-03-24 | 43548 | 0.284 | 0.22033
2019-03-24 01:00 | 43548.0417 | 0.06275 | 0.046748 | 2019-03-24 01:00 | 43548.0417 | 0.27715 | 0.21139
2019-03-24 02:00 | 43548.0833 | 0.06241 | 0.046623 | 2019-03-24 02:00 | 43548.0833 | 0.25143 | 0.18852
2019-03-24 03:00 | 43548.125 | 0.06299 | 0.046901 | 2019-03-24 03:00 | 43548.125 | 0.24571 | 0.18287
2019-03-24 04:00 | 43548.1667 | 0.05956 | 0.045402 | 2019-03-24 04:00 | 43548.1667 | 0.24586 | 0.18302
2019-03-24 05:00 | 43548.2083 | 0.06166 | 0.046295 | 2019-03-24 05:00 | 43548.2083 | 0.25966 | 0.19427
2019-03-24 06:00 | 43548.25 | 0.06265 | 0.046706 | 2019-03-24 06:00 | 43548.25 | 0.2944 | 0.22834
2019-03-24 07:00 | 43548.2917 | 0.0625 | 0.046639 | 2019-03-24 07:00 | 43548.2917 | 0.30141 | 0.23993
2019-03-24 08:00 | 43548.3333 | 0.05947 | 0.045152 | 2019-03-24 08:00 | 43548.3333 | 0.33088 | 0.24241
2019-03-24 09:00 | 43548.375 | 0.06626 | 0.048023 | 2019-03-24 09:00 | 43548.375 | 0.32941 | 0.24548
2019-03-24 10:00 | 43548.4167 | 0.06438 | 0.047155 | 2019-03-24 10:00 | 43548.4167 | 0.39018 | 0.2397
2019-03-24 11:00 | 43548.4583 | 0.0644 | 0.047188 | 2019-03-24 11:00 | 43548.4583 | 0.37011 | 0.22183
2019-03-24 12:00 | 43548.5 | 0.13107 | 0.046627 | 2019-03-24 12:00 | 43548.5 | 0.35982 | 0.21294
2019-03-24 13:00 | 43548.5417 | 0.13138 | 0.046772 | 2019-03-24 13:00 | 43548.5417 | 0.36138 | 0.21514
2019-03-24 14:00 | 43548.5833 | 0.12802 | 0.045372 | 2019-03-24 14:00 | 43548.5833 | 0.2937 | 0.21511
2019-03-24 15:00 | 43548.625 | 0.12455 | 0.043943 | 2019-03-24 15:00 | 43548.625 | 0.29193 | 0.21264
2019-03-24 16:00 | 43548.6667 | 0.12389 | 0.043673 | 2019-03-24 16:00 | 43548.6667 | 0.31607 | 0.2323
2019-03-24 17:00 | 43548.7083 | 0.12374 | 0.043611 | 2019-03-24 17:00 | 43548.7083 | 0.32957 | 0.24335
2019-03-24 18:00 | 43548.75 | 0.1219 | 0.042855 | 2019-03-24 18:00 | 43548.75 | 0.39993 | 0.24265
2019-03-24 19:00 | 43548.7917 | 0.12762 | 0.045206 | 2019-03-24 19:00 | 43548.7917 | 0.40647 | 0.2479
2019-03-24 20:00 | 43548.8333 | 0.13616 | 0.048746 | 2019-03-24 20:00 | 43548.8333 | 0.43114 | 0.26982
2019-03-24 21:00 | 43548.875 | 0.13589 | 0.048609 | 2019-03-24 21:00 | 43548.875 | 0.40777 | 0.24972
2019-03-24 22:00 | 43548.9167 | 0.0657 | 0.047832 | 2019-03-24 22:00 | 43548.9167 | 0.32819 | 0.2398
2019-03-24 23:00 | 43548.9583 | 0.05658 | 0.043848 | 2019-03-24 23:00 | 43548.9583 | 0.31938 | 0.22972
2019-03-25 | 43549 | 0.05666 | 0.044002 | 2019-03-25 | 43549 | 0.33593 | 0.26235
2019-03-25 01:00 | 43549.0417 | 0.05558 | 0.043594 | 2019-03-25 01:00 | 43549.0417 | 0.31966 | 0.24503
2019-03-25 02:00 | 43549.0833 | 0.04857 | 0.040562 | 2019-03-25 02:00 | 43549.0833 | 0.30786 | 0.23359
2019-03-25 03:00 | 43549.125 | 0.04785 | 0.040263 | 2019-03-25 03:00 | 43549.125 | 0.30384 | 0.22944
2019-03-25 04:00 | 43549.1667 | 0.04793 | 0.0403 | 2019-03-25 04:00 | 43549.1667 | 0.29919 | 0.2253
2019-03-25 05:00 | 43549.2083 | 0.05327 | 0.042585 | 2019-03-25 05:00 | 43549.2083 | 0.32628 | 0.24939
2019-03-25 06:00 | 43549.25 | 0.0584 | 0.044708 | 2019-03-25 06:00 | 43549.25 | 0.33448 | 0.2595
2019-03-25 07:00 | 43549.2917 | 0.06862 | 0.049074 | 2019-03-25 07:00 | 43549.2917 | 0.35273 | 0.28152
2019-03-25 08:00 | 43549.3333 | 0.06724 | 0.048201 | 2019-03-25 08:00 | 43549.3333 | 0.38456 | 0.28713
2019-03-25 09:00 | 43549.375 | 0.06664 | 0.04789 | 2019-03-25 09:00 | 43549.375 | 0.38294 | 0.29062
2019-03-25 10:00 | 43549.4167 | 0.0656 | 0.047416 | 2019-03-25 10:00 | 43549.4167 | 0.44168 | 0.28238
2019-03-25 11:00 | 43549.4583 | 0.06287 | 0.046241 | 2019-03-25 11:00 | 43549.4583 | 0.42121 | 0.26471
2019-03-25 12:00 | 43549.5 | 0.12948 | 0.046033 | 2019-03-25 12:00 | 43549.5 | 0.40798 | 0.25298
2019-03-25 13:00 | 43549.5417 | 0.12841 | 0.045593 | 2019-03-25 13:00 | 43549.5417 | 0.40434 | 0.2498
2019-03-25 14:00 | 43549.5833 | 0.12156 | 0.042768 | 2019-03-25 14:00 | 43549.5833 | 0.33298 | 0.2461
2019-03-25 15:00 | 43549.625 | 0.11997 | 0.042111 | 2019-03-25 15:00 | 43549.625 | 0.31916 | 0.23251
2019-03-25 16:00 | 43549.6667 | 0.11914 | 0.04175 | 2019-03-25 16:00 | 43549.6667 | 0.3412 | 0.25079
2019-03-25 17:00 | 43549.7083 | 0.11922 | 0.041804 | 2019-03-25 17:00 | 43549.7083 | 0.37203 | 0.276
2019-03-25 18:00 | 43549.75 | 0.12169 | 0.042801 | 2019-03-25 18:00 | 43549.75 | 0.45225 | 0.28334
2019-03-25 19:00 | 43549.7917 | 0.12914 | 0.045871 | 2019-03-25 19:00 | 43549.7917 | 0.46782 | 0.29503
2019-03-25 20:00 | 43549.8333 | 0.1341 | 0.047915 | 2019-03-25 20:00 | 43549.8333 | 0.47054 | 0.29972
2019-03-25 21:00 | 43549.875 | 0.13187 | 0.046997 | 2019-03-25 21:00 | 43549.875 | 0.44998 | 0.28158
2019-03-25 22:00 | 43549.9167 | 0.05476 | 0.042921 | 2019-03-25 22:00 | 43549.9167 | 0.37324 | 0.27466
2019-03-25 23:00 | 43549.9583 | 0.05215 | 0.041858 | 2019-03-25 23:00 | 43549.9583 | 0.37135 | 0.27019
2019-03-26 | 43550 | 0.05016 | 0.041127 | 2019-03-26 | 43550 | 0.33855 | 0.26565
2019-03-26 01:00 | 43550.0417 | 0.04604 | 0.039395 | 2019-03-26 01:00 | 43550.0417 | 0.32707 | 0.25179
2019-03-26 02:00 | 43550.0833 | 0.04541 | 0.039137 | 2019-03-26 02:00 | 43550.0833 | 0.32287 | 0.24618
2019-03-26 03:00 | 43550.125 | 0.04596 | 0.039399 | 2019-03-26 03:00 | 43550.125 | 0.29904 | 0.22429
2019-03-26 04:00 | 43550.1667 | 0.04597 | 0.039407 | 2019-03-26 04:00 | 43550.1667 | 0.28342 | 0.21077
2019-03-26 05:00 | 43550.2083 | 0.0491 | 0.040749 | 2019-03-26 05:00 | 43550.2083 | 0.28992 | 0.2159
2019-03-26 06:00 | 43550.25 | 0.05521 | 0.04332 | 2019-03-26 06:00 | 43550.25 | 0.30914 | 0.23483
2019-03-26 07:00 | 43550.2917 | 0.06134 | 0.045913 | 2019-03-26 07:00 | 43550.2917 | 0.28685 | 0.21856
2019-03-26 08:00 | 43550.3333 | 0.06435 | 0.04698 | 2019-03-26 08:00 | 43550.3333 | 0.2984 | 0.2353
2019-03-26 09:00 | 43550.375 | 0.06339 | 0.046515 | 2019-03-26 09:00 | 43550.375 | 0.28869 | 0.23172
2019-03-26 10:00 | 43550.4167 | 0.05926 | 0.044716 | 2019-03-26 10:00 | 43550.4167 | 0.27259 | 0.22002
2019-03-26 11:00 | 43550.4583 | 0.05883 | 0.044529 | 2019-03-26 11:00 | 43550.4583 | 0.25346 | 0.20311
2019-03-26 12:00 | 43550.5 | 0.12593 | 0.044571 | 2019-03-26 12:00 | 43550.5 | 0.25647 | 0.20542
2019-03-26 13:00 | 43550.5417 | 0.12352 | 0.043578 | 2019-03-26 13:00 | 43550.5417 | 0.27334 | 0.21978
2019-03-26 14:00 | 43550.5833 | 0.12061 | 0.042377 | 2019-03-26 14:00 | 43550.5833 | 0.25066 | 0.19989
2019-03-26 15:00 | 43550.625 | 0.1175 | 0.041077 | 2019-03-26 15:00 | 43550.625 | 0.25256 | 0.19954
2019-03-26 16:00 | 43550.6667 | 0.11728 | 0.040986 | 2019-03-26 16:00 | 43550.6667 | 0.25645 | 0.20117
2019-03-26 17:00 | 43550.7083 | 0.11947 | 0.041887 | 2019-03-26 17:00 | 43550.7083 | 0.29388 | 0.23194
2019-03-26 18:00 | 43550.75 | 0.12301 | 0.043345 | 2019-03-26 18:00 | 43550.75 | 0.33031 | 0.26135
2019-03-26 19:00 | 43550.7917 | 0.13017 | 0.046295 | 2019-03-26 19:00 | 43550.7917 | 0.36582 | 0.29063
2019-03-26 20:00 | 43550.8333 | 0.13248 | 0.047246 | 2019-03-26 20:00 | 43550.8333 | 0.35917 | 0.28813
2019-03-26 21:00 | 43550.875 | 0.13193 | 0.047022 | 2019-03-26 21:00 | 43550.875 | 0.3579 | 0.28679
2019-03-26 22:00 | 43550.9167 | 0.05651 | 0.043678 | 2019-03-26 22:00 | 43550.9167 | 0.3411 | 0.27304
2019-03-26 23:00 | 43550.9583 | 0.05249 | 0.042008 | 2019-03-26 23:00 | 43550.9583 | 0.33519 | 0.26682
2019-03-27 | 43551 | 0.05251 | 0.042165 | 2019-03-27 | 43551 | 0.32519 | 0.25534
2019-03-27 01:00 | 43551.0417 | 0.05238 | 0.042157 | 2019-03-27 01:00 | 43551.0417 | 0.30972 | 0.2383
2019-03-27 02:00 | 43551.0833 | 0.05241 | 0.042194 | 2019-03-27 02:00 | 43551.0833 | 0.2992 | 0.22438
2019-03-27 03:00 | 43551.125 | 0.05289 | 0.042423 | 2019-03-27 03:00 | 43551.125 | 0.28409 | 0.21068
2019-03-27 04:00 | 43551.1667 | 0.05375 | 0.042797 | 2019-03-27 04:00 | 43551.1667 | 0.28504 | 0.20985
2019-03-27 05:00 | 43551.2083 | 0.05444 | 0.043059 | 2019-03-27 05:00 | 43551.2083 | 0.2841 | 0.20915
2019-03-27 06:00 | 43551.25 | 0.06672 | 0.048301 | 2019-03-27 06:00 | 43551.25 | 0.28608 | 0.2126
2019-03-27 07:00 | 43551.2917 | 0.06629 | 0.048035 | 2019-03-27 07:00 | 43551.2917 | 0.28682 | 0.21261
2019-03-27 08:00 | 43551.3333 | 0.06592 | 0.047637 | 2019-03-27 08:00 | 43551.3333 | 0.27793 | 0.21262
2019-03-27 09:00 | 43551.375 | 0.06449 | 0.046964 | 2019-03-27 09:00 | 43551.375 | 0.26177 | 0.20433
2019-03-27 10:00 | 43551.4167 | 0.0641 | 0.046772 | 2019-03-27 10:00 | 43551.4167 | 0.24935 | 0.19622
2019-03-27 11:00 | 43551.4583 | 0.06381 | 0.046644 | 2019-03-27 11:00 | 43551.4583 | 0.24199 | 0.18963
2019-03-27 12:00 | 43551.5 | 0.13098 | 0.046652 | 2019-03-27 12:00 | 43551.5 | 0.22329 | 0.17347
2019-03-27 13:00 | 43551.5417 | 0.13079 | 0.046573 | 2019-03-27 13:00 | 43551.5417 | 0.23267 | 0.18158
2019-03-27 14:00 | 43551.5833 | 0.12991 | 0.046187 | 2019-03-27 14:00 | 43551.5833 | 0.22363 | 0.17285
2019-03-27 15:00 | 43551.625 | 0.12882 | 0.045738 | 2019-03-27 15:00 | 43551.625 | 0.22486 | 0.17164
2019-03-27 16:00 | 43551.6667 | 0.12854 | 0.045647 | 2019-03-27 16:00 | 43551.6667 | 0.2564 | 0.19343
2019-03-27 17:00 | 43551.7083 | 0.12966 | 0.046083 | 2019-03-27 17:00 | 43551.7083 | 0.28313 | 0.21854
2019-03-27 18:00 | 43551.75 | 0.13073 | 0.046548 | 2019-03-27 18:00 | 43551.75 | 0.32912 | 0.25982
2019-03-27 19:00 | 43551.7917 | 0.13314 | 0.047541 | 2019-03-27 19:00 | 43551.7917 | 0.35556 | 0.28414
2019-03-27 20:00 | 43551.8333 | 0.13566 | 0.04858 | 2019-03-27 20:00 | 43551.8333 | 0.34398 | 0.27423
2019-03-27 21:00 | 43551.875 | 0.135 | 0.048285 | 2019-03-27 21:00 | 43551.875 | 0.33106 | 0.26314
2019-03-27 22:00 | 43551.9167 | 0.06525 | 0.047479 | 2019-03-27 22:00 | 43551.9167 | 0.30674 | 0.24179
2019-03-27 23:00 | 43551.9583 | 0.06352 | 0.046785 | 2019-03-27 23:00 | 43551.9583 | 0.28296 | 0.2165
2019-03-28 | 43552 | 0.06516 | 0.047724 | 2019-03-28 | 43552 | 0.27426 | 0.20661
2019-03-28 01:00 | 43552.0417 | 0.0603 | 0.045659 | 2019-03-28 01:00 | 43552.0417 | 0.26973 | 0.20056
2019-03-28 02:00 | 43552.0833 | 0.05951 | 0.045356 | 2019-03-28 02:00 | 43552.0833 | 0.26371 | 0.19539
2019-03-28 03:00 | 43552.125 | 0.05972 | 0.045447 | 2019-03-28 03:00 | 43552.125 | 0.26316 | 0.19471
2019-03-28 04:00 | 43552.1667 | 0.0606 | 0.045784 | 2019-03-28 04:00 | 43552.1667 | 0.278 | 0.21035
2019-03-28 05:00 | 43552.2083 | 0.06187 | 0.046365 | 2019-03-28 05:00 | 43552.2083 | 0.3068 | 0.24078
2019-03-28 06:00 | 43552.25 | 0.06742 | 0.048683 | 2019-03-28 06:00 | 43552.25 | 0.30449 | 0.24264
2019-03-28 07:00 | 43552.2917 | 0.06832 | 0.048966 | 2019-03-28 07:00 | 43552.2917 | 0.33477 | 0.24572
2019-03-28 08:00 | 43552.3333 | 0.06783 | 0.048455 | 2019-03-28 08:00 | 43552.3333 | 0.33383 | 0.24932
2019-03-28 09:00 | 43552.375 | 0.06719 | 0.048127 | 2019-03-28 09:00 | 43552.375 | 0.39631 | 0.24526
2019-03-28 10:00 | 43552.4167 | 0.06593 | 0.047583 | 2019-03-28 10:00 | 43552.4167 | 0.39268 | 0.24269
2019-03-28 11:00 | 43552.4583 | 0.06601 | 0.04762 | 2019-03-28 11:00 | 43552.4583 | 0.38844 | 0.23858
2019-03-28 12:00 | 43552.5 | 0.13374 | 0.04779 | 2019-03-28 12:00 | 43552.5 | 0.36498 | 0.21917
2019-03-28 13:00 | 43552.5417 | 0.13373 | 0.047786 | 2019-03-28 13:00 | 43552.5417 | 0.2937 | 0.2165
2019-03-28 14:00 | 43552.5833 | 0.13336 | 0.047607 | 2019-03-28 14:00 | 43552.5833 | 0.28725 | 0.20974
2019-03-28 15:00 | 43552.625 | 0.13305 | 0.047508 | 2019-03-28 15:00 | 43552.625 | 0.2872 | 0.20824
2019-03-28 16:00 | 43552.6667 | 0.13248 | 0.04725 | 2019-03-28 16:00 | 43552.6667 | 0.28162 | 0.20349
2019-03-28 17:00 | 43552.7083 | 0.13244 | 0.047229 | 2019-03-28 17:00 | 43552.7083 | 0.39677 | 0.24086
2019-03-28 18:00 | 43552.75 | 0.13236 | 0.0472 | 2019-03-28 18:00 | 43552.75 | 0.41407 | 0.25472
2019-03-28 19:00 | 43552.7917 | 0.1353 | 0.048409 | 2019-03-28 19:00 | 43552.7917 | 0.45403 | 0.28858
2019-03-28 20:00 | 43552.8333 | 0.13774 | 0.049415 | 2019-03-28 20:00 | 43552.8333 | 0.44684 | 0.28279
2019-03-28 21:00 | 43552.875 | 0.13837 | 0.049647 | 2019-03-28 21:00 | 43552.875 | 0.34658 | 0.25595
2019-03-28 22:00 | 43552.9167 | 0.0683 | 0.048854 | 2019-03-28 22:00 | 43552.9167 | 0.33382 | 0.24365
2019-03-28 23:00 | 43552.9583 | 0.06925 | 0.049319 | 2019-03-28 23:00 | 43552.9583 | 0.30449 | 0.23998
2019-03-29 | 43553 | 0.07019 | 0.049888 | 2019-03-29 | 43553 | 0.2824 | 0.21904
2019-03-29 01:00 | 43553.0417 | 0.06903 | 0.049435 | 2019-03-29 01:00 | 43553.0417 | 0.27649 | 0.21253
2019-03-29 02:00 | 43553.0833 | 0.06897 | 0.049439 | 2019-03-29 02:00 | 43553.0833 | 0.27374 | 0.20954
2019-03-29 03:00 | 43553.125 | 0.0683 | 0.049144 | 2019-03-29 03:00 | 43553.125 | 0.27725 | 0.21254
2019-03-29 04:00 | 43553.1667 | 0.06915 | 0.049518 | 2019-03-29 04:00 | 43553.1667 | 0.29108 | 0.22532
2019-03-29 05:00 | 43553.2083 | 0.06929 | 0.049552 | 2019-03-29 05:00 | 43553.2083 | 0.32639 | 0.25876
2019-03-29 06:00 | 43553.25 | 0.0691 | 0.049361 | 2019-03-29 06:00 | 43553.25 | 0.32426 | 0.26051
2019-03-29 07:00 | 43553.2917 | 0.06979 | 0.049664 | 2019-03-29 07:00 | 43553.2917 | 0.36677 | 0.27403
2019-03-29 08:00 | 43553.3333 | 0.07175 | 0.050233 | 2019-03-29 08:00 | 43553.3333 | 0.36796 | 0.27932
2019-03-29 09:00 | 43553.375 | 0.07089 | 0.049801 | 2019-03-29 09:00 | 43553.375 | 0.43041 | 0.27472
2019-03-29 10:00 | 43553.4167 | 0.06742 | 0.04828 | 2019-03-29 10:00 | 43553.4167 | 0.42984 | 0.27472
2019-03-29 11:00 | 43553.4583 | 0.0673 | 0.048226 | 2019-03-29 11:00 | 43553.4583 | 0.42844 | 0.27371
2019-03-29 12:00 | 43553.5 | 0.13498 | 0.048276 | 2019-03-29 12:00 | 43553.5 | 0.40893 | 0.25751
2019-03-29 13:00 | 43553.5417 | 0.13505 | 0.048305 | 2019-03-29 13:00 | 43553.5417 | 0.32994 | 0.24777
2019-03-29 14:00 | 43553.5833 | 0.13482 | 0.048189 | 2019-03-29 14:00 | 43553.5833 | 0.32321 | 0.2409
2019-03-29 15:00 | 43553.625 | 0.13501 | 0.048264 | 2019-03-29 15:00 | 43553.625 | 0.31876 | 0.23586
2019-03-29 16:00 | 43553.6667 | 0.13491 | 0.048226 | 2019-03-29 16:00 | 43553.6667 | 0.33254 | 0.24635
2019-03-29 17:00 | 43553.7083 | 0.13492 | 0.048231 | 2019-03-29 17:00 | 43553.7083 | 0.40217 | 0.24538
2019-03-29 18:00 | 43553.75 | 0.1352 | 0.048347 | 2019-03-29 18:00 | 43553.75 | 0.40538 | 0.24797
2019-03-29 19:00 | 43553.7917 | 0.13798 | 0.049489 | 2019-03-29 19:00 | 43553.7917 | 0.41921 | 0.26055
2019-03-29 20:00 | 43553.8333 | 0.13923 | 0.050004 | 2019-03-29 20:00 | 43553.8333 | 0.42276 | 0.26319
2019-03-29 21:00 | 43553.875 | 0.13939 | 0.050071 | 2019-03-29 21:00 | 43553.875 | 0.33883 | 0.25036
2019-03-29 22:00 | 43553.9167 | 0.0688 | 0.049149 | 2019-03-29 22:00 | 43553.9167 | 0.32508 | 0.2371
2019-03-29 23:00 | 43553.9583 | 0.07025 | 0.049834 | 2019-03-29 23:00 | 43553.9583 | 0.33468 | 0.26486
2019-03-30 | 43554 | 0.07352 | 0.051396 | 2019-03-30 | 43554 | 0.31902 | 0.24925
2019-03-30 01:00 | 43554.0417 | 0.07257 | 0.051035 | 2019-03-30 01:00 | 43554.0417 | 0.30903 | 0.23702
2019-03-30 02:00 | 43554.0833 | 0.07174 | 0.050698 | 2019-03-30 02:00 | 43554.0833 | 0.29593 | 0.22863
2019-03-30 03:00 | 43554.125 | 0.0724 | 0.051018 | 2019-03-30 03:00 | 43554.125 | 0.29989 | 0.23181
2019-03-30 04:00 | 43554.1667 | 0.07228 | 0.050964 | 2019-03-30 04:00 | 43554.1667 | 0.3092 | 0.24158
2019-03-30 05:00 | 43554.2083 | 0.07208 | 0.050848 | 2019-03-30 05:00 | 43554.2083 | 0.32472 | 0.25675
2019-03-30 06:00 | 43554.25 | 0.07142 | 0.050561 | 2019-03-30 06:00 | 43554.25 | 0.32824 | 0.26237
2019-03-30 07:00 | 43554.2917 | 0.07019 | 0.049971 | 2019-03-30 07:00 | 43554.2917 | 0.37147 | 0.27472
2019-03-30 08:00 | 43554.3333 | 0.06803 | 0.048816 | 2019-03-30 08:00 | 43554.3333 | 0.3673 | 0.27874
2019-03-30 09:00 | 43554.375 | 0.06812 | 0.048775 | 2019-03-30 09:00 | 43554.375 | 0.42221 | 0.2683
2019-03-30 10:00 | 43554.4167 | 0.06809 | 0.048733 | 2019-03-30 10:00 | 43554.4167 | 0.41606 | 0.2636
2019-03-30 11:00 | 43554.4583 | 0.06761 | 0.048501 | 2019-03-30 11:00 | 43554.4583 | 0.41239 | 0.26021
2019-03-30 12:00 | 43554.5 | 0.13489 | 0.048218 | 2019-03-30 12:00 | 43554.5 | 0.41127 | 0.25952
2019-03-30 13:00 | 43554.5417 | 0.13489 | 0.048193 | 2019-03-30 13:00 | 43554.5417 | 0.33943 | 0.25583
2019-03-30 14:00 | 43554.5833 | 0.13504 | 0.04826 | 2019-03-30 14:00 | 43554.5833 | 0.33612 | 0.2512
2019-03-30 15:00 | 43554.625 | 0.13264 | 0.047271 | 2019-03-30 15:00 | 43554.625 | 0.32761 | 0.24288
2019-03-30 16:00 | 43554.6667 | 0.13084 | 0.046531 | 2019-03-30 16:00 | 43554.6667 | 0.31185 | 0.22785
2019-03-30 17:00 | 43554.7083 | 0.13297 | 0.047408 | 2019-03-30 17:00 | 43554.7083 | 0.39006 | 0.23509
2019-03-30 18:00 | 43554.75 | 0.13349 | 0.047645 | 2019-03-30 18:00 | 43554.75 | 0.4168 | 0.25732
2019-03-30 19:00 | 43554.7917 | 0.13544 | 0.048447 | 2019-03-30 19:00 | 43554.7917 | 0.43635 | 0.27417
2019-03-30 20:00 | 43554.8333 | 0.13737 | 0.049236 | 2019-03-30 20:00 | 43554.8333 | 0.44541 | 0.28201
2019-03-30 21:00 | 43554.875 | 0.13843 | 0.049651 | 2019-03-30 21:00 | 43554.875 | 0.35615 | 0.2643
2019-03-30 22:00 | 43554.9167 | 0.06904 | 0.049307 | 2019-03-30 22:00 | 43554.9167 | 0.35182 | 0.25893
2019-03-30 23:00 | 43554.9583 | 0.07022 | 0.049851 | 2019-03-30 23:00 | 43554.9583 | 0.34653 | 0.27503
2019-03-31 | 43555 | 0.07328 | 0.051234 | 2019-03-31 | 43555 | 0.33138 | 0.2573
2019-03-31 01:00 | 43555.0417 | 0.07151 | 0.050574 | 2019-03-31 01:00 | 43555.0417 | 0.33063 | 0.25502
2019-03-31 02:00 | 43555.0833 | 0.0671 | 0.048675 | 2019-03-31 02:00 | 43555.0833 | 0.32335 | 0.24768
2019-03-31 03:00 | 43555.125 | 0.06618 | 0.048297 | 2019-03-31 03:00 | 43555.125 | 0.3171 | 0.24206
2019-03-31 04:00 | 43555.1667 | 0.0685 | 0.049311 | 2019-03-31 04:00 | 43555.1667 | 0.32118 | 0.24613
2019-03-31 05:00 | 43555.2083 | 0.07002 | 0.04995 | 2019-03-31 05:00 | 43555.2083 | 0.32683 | 0.25473
2019-03-31 06:00 | 43555.25 | 0.06573 | 0.048048 | 2019-03-31 06:00 | 43555.25 | 0.34811 | 0.27895
2019-03-31 07:00 | 43555.2917 | 0.06392 | 0.047258 | 2019-03-31 07:00 | 43555.2917 | 0.38216 | 0.28994
2019-03-31 08:00 | 43555.3333 | 0.06648 | 0.048197 | 2019-03-31 08:00 | 43555.3333 | 0.36546 | 0.28
2019-03-31 09:00 | 43555.375 | 0.06827 | 0.048895 | 2019-03-31 09:00 | 43555.375 | 0.39125 | 0.26115
2019-03-31 10:00 | 43555.4167 | 0.06994 | 0.049564 | 2019-03-31 10:00 | 43555.4167 | 0.37557 | 0.24707
2019-03-31 11:00 | 43555.4583 | 0.07004 | 0.049631 | 2019-03-31 11:00 | 43555.4583 | 0.34165 | 0.21687
2019-03-31 12:00 | 43555.5 | 0.13824 | 0.049572 | 2019-03-31 12:00 | 43555.5 | 0.31897 | 0.19779
2019-03-31 13:00 | 43555.5417 | 0.13828 | 0.049614 | 2019-03-31 13:00 | 43555.5417 | 0.26185 | 0.18844
2019-03-31 14:00 | 43555.5833 | 0.13734 | 0.049203 | 2019-03-31 14:00 | 43555.5833 | 0.25855 | 0.18458
2019-03-31 15:00 | 43555.625 | 0.13538 | 0.048401 | 2019-03-31 15:00 | 43555.625 | 0.24957 | 0.17568
2019-03-31 16:00 | 43555.6667 | 0.13305 | 0.047441 | 2019-03-31 16:00 | 43555.6667 | 0.25059 | 0.17562
2019-03-31 17:00 | 43555.7083 | 0.13028 | 0.046303 | 2019-03-31 17:00 | 43555.7083 | 0.31642 | 0.18795
2019-03-31 18:00 | 43555.75 | 0.13383 | 0.047757 | 2019-03-31 18:00 | 43555.75 | 0.36794 | 0.23378
2019-03-31 19:00 | 43555.7917 | 0.13878 | 0.049797 | 2019-03-31 19:00 | 43555.7917 | 0.41866 | 0.27968
2019-03-31 20:00 | 43555.8333 | 0.14046 | 0.050515 | 2019-03-31 20:00 | 43555.8333 | 0.42199 | 0.283
2019-03-31 21:00 | 43555.875 | 0.13995 | 0.050279 | 2019-03-31 21:00 | 43555.875 | 0.34661 | 0.25842
2019-03-31 22:00 | 43555.9167 | 0.07236 | 0.050723 | 2019-03-31 22:00 | 43555.9167 | 0.30279 | 0.21643
2019-03-31 23:00 | 43555.9583 | 0.07859 | 0.053519 | 2019-03-31 23:00 | 43555.9583 | 0.27694 | 0.21786
2019-04-01 | 43556 | 0.07665 | 0.05877 | 2019-04-01 | 43556 | 0.24496 | 0.18666
2019-04-01 01:00 | 43556.0417 | 0.07467 | 0.05718 | 2019-04-01 01:00 | 43556.0417 | 0.23973 | 0.1802
2019-04-01 02:00 | 43556.0833 | 0.07474 | 0.05511 | 2019-04-01 02:00 | 43556.0833 | 0.23747 | 0.17681
2019-04-01 03:00 | 43556.125 | 0.07466 | 0.055 | 2019-04-01 03:00 | 43556.125 | 0.24191 | 0.18021
2019-04-01 04:00 | 43556.1667 | 0.07496 | 0.05504 | 2019-04-01 04:00 | 43556.1667 | 0.2499 | 0.18625
2019-04-01 05:00 | 43556.2083 | 0.07625 | 0.05561 | 2019-04-01 05:00 | 43556.2083 | 0.26359 | 0.19753
2019-04-01 06:00 | 43556.25 | 0.0751 | 0.05765 | 2019-04-01 06:00 | 43556.25 | 0.34094 | 0.27229
2019-04-01 07:00 | 43556.2917 | 0.07482 | 0.05777 | 2019-04-01 07:00 | 43556.2917 | 0.39017 | 0.28838
2019-04-01 08:00 | 43556.3333 | 0.07419 | 0.05929 | 2019-04-01 08:00 | 43556.3333 | 0.3621 | 0.27471
2019-04-01 09:00 | 43556.375 | 0.07439 | 0.05921 | 2019-04-01 09:00 | 43556.375 | 0.38096 | 0.24971
2019-04-01 10:00 | 43556.4167 | 0.07423 | 0.05945 | 2019-04-01 10:00 | 43556.4167 | 0.31631 | 0.19474
2019-04-01 11:00 | 43556.4583 | 0.07424 | 0.05908 | 2019-04-01 11:00 | 43556.4583 | 0.31718 | 0.19532
2019-04-01 12:00 | 43556.5 | 0.14084 | 0.05909 | 2019-04-01 12:00 | 43556.5 | 0.31601 | 0.19472
2019-04-01 13:00 | 43556.5417 | 0.13982 | 0.0591 | 2019-04-01 13:00 | 43556.5417 | 0.2646 | 0.18806
2019-04-01 14:00 | 43556.5833 | 0.13983 | 0.05831 | 2019-04-01 14:00 | 43556.5833 | 0.26481 | 0.18469
2019-04-01 15:00 | 43556.625 | 0.13889 | 0.05802 | 2019-04-01 15:00 | 43556.625 | 0.26084 | 0.17958
2019-04-01 16:00 | 43556.6667 | 0.13866 | 0.05752 | 2019-04-01 16:00 | 43556.6667 | 0.26825 | 0.18473
2019-04-01 17:00 | 43556.7083 | 0.13885 | 0.05753 | 2019-04-01 17:00 | 43556.7083 | 0.32572 | 0.19463
2019-04-01 18:00 | 43556.75 | 0.13978 | 0.05753 | 2019-04-01 18:00 | 43556.75 | 0.40633 | 0.26708
2019-04-01 19:00 | 43556.7917 | 0.14293 | 0.05798 | 2019-04-01 19:00 | 43556.7917 | 0.44154 | 0.2992
2019-04-01 20:00 | 43556.8333 | 0.14403 | 0.05985 | 2019-04-01 20:00 | 43556.8333 | 0.45773 | 0.31871
2019-04-01 21:00 | 43556.875 | 0.14341 | 0.06056 | 2019-04-01 21:00 | 43556.875 | 0.3944 | 0.29914
2019-04-01 22:00 | 43556.9167 | 0.07637 | 0.05959 | 2019-04-01 22:00 | 43556.9167 | 0.37186 | 0.2795
2019-04-01 23:00 | 43556.9583 | 0.0775 | 0.05949 | 2019-04-01 23:00 | 43556.9583 | 0.36474 | 0.29613
2019-04-02 | 43557 | 0.07741 | 0.05946 | 2019-04-02 | 43557 | 0.36086 | 0.28688
2019-04-02 01:00 | 43557.0417 | 0.07723 | 0.05894 | 2019-04-02 01:00 | 43557.0417 | 0.35703 | 0.27944
2019-04-02 02:00 | 43557.0833 | 0.07742 | 0.05865 | 2019-04-02 02:00 | 43557.0833 | 0.33811 | 0.26017
2019-04-02 03:00 | 43557.125 | 0.07734 | 0.05849 | 2019-04-02 03:00 | 43557.125 | 0.33756 | 0.25838
2019-04-02 04:00 | 43557.1667 | 0.07736 | 0.05848 | 2019-04-02 04:00 | 43557.1667 | 0.33064 | 0.25241
2019-04-02 05:00 | 43557.2083 | 0.07674 | 0.0587 | 2019-04-02 05:00 | 43557.2083 | 0.34138 | 0.26471
2019-04-02 06:00 | 43557.25 | 0.07577 | 0.05884 | 2019-04-02 06:00 | 43557.25 | 0.32206 | 0.24795
2019-04-02 07:00 | 43557.2917 | 0.07483 | 0.05874 | 2019-04-02 07:00 | 43557.2917 | 0.33265 | 0.26025
2019-04-02 08:00 | 43557.3333 | 0.0743 | 0.05941 | 2019-04-02 08:00 | 43557.3333 | 0.29491 | 0.2357
2019-04-02 09:00 | 43557.375 | 0.07412 | 0.05963 | 2019-04-02 09:00 | 43557.375 | 0.23013 | 0.18187
2019-04-02 10:00 | 43557.4167 | 0.07348 | 0.05959 | 2019-04-02 10:00 | 43557.4167 | 0.19774 | 0.15485
2019-04-02 11:00 | 43557.4583 | 0.07324 | 0.05914 | 2019-04-02 11:00 | 43557.4583 | 0.19118 | 0.14869
2019-04-02 12:00 | 43557.5 | 0.13994 | 0.05909 | 2019-04-02 12:00 | 43557.5 | 0.20901 | 0.16479
2019-04-02 13:00 | 43557.5417 | 0.13907 | 0.05883 | 2019-04-02 13:00 | 43557.5417 | 0.19512 | 0.15222
2019-04-02 14:00 | 43557.5833 | 0.13735 | 0.05794 | 2019-04-02 14:00 | 43557.5833 | 0.17692 | 0.13366
2019-04-02 15:00 | 43557.625 | 0.13543 | 0.05617 | 2019-04-02 15:00 | 43557.625 | 0.16996 | 0.12654
2019-04-02 16:00 | 43557.6667 | 0.13448 | 0.05495 | 2019-04-02 16:00 | 43557.6667 | 0.13374 | 0.09364
2019-04-02 17:00 | 43557.7083 | 0.13316 | 0.0542 | 2019-04-02 17:00 | 43557.7083 | 0.23051 | 0.17264
2019-04-02 18:00 | 43557.75 | 0.1345 | 0.05296 | 2019-04-02 18:00 | 43557.75 | 0.31611 | 0.248
2019-04-02 19:00 | 43557.7917 | 0.13822 | 0.05404 | 2019-04-02 19:00 | 43557.7917 | 0.36443 | 0.29349
2019-04-02 20:00 | 43557.8333 | 0.1408 | 0.05666 | 2019-04-02 20:00 | 43557.8333 | 0.36554 | 0.29987
2019-04-02 21:00 | 43557.875 | 0.13903 | 0.05878 | 2019-04-02 21:00 | 43557.875 | 0.36207 | 0.29613
2019-04-02 22:00 | 43557.9167 | 0.07036 | 0.05646 | 2019-04-02 22:00 | 43557.9167 | 0.35544 | 0.28957
2019-04-02 23:00 | 43557.9583 | 0.07309 | 0.05532 | 2019-04-02 23:00 | 43557.9583 | 0.36108 | 0.28971
2019-04-03 | 43558 | 0.0728 | 0.05586 | 2019-04-03 | 43558 | 0.36063 | 0.28318
2019-04-03 01:00 | 43558.0417 | 0.07177 | 0.05514 | 2019-04-03 01:00 | 43558.0417 | 0.36116 | 0.2799
2019-04-03 02:00 | 43558.0833 | 0.07118 | 0.0539 | 2019-04-03 02:00 | 43558.0833 | 0.3594 | 0.27406
2019-04-03 03:00 | 43558.125 | 0.07016 | 0.05282 | 2019-04-03 03:00 | 43558.125 | 0.3397 | 0.25556
2019-04-03 04:00 | 43558.1667 | 0.07057 | 0.05185 | 2019-04-03 04:00 | 43558.1667 | 0.34286 | 0.2574
2019-04-03 05:00 | 43558.2083 | 0.0714 | 0.05223 | 2019-04-03 05:00 | 43558.2083 | 0.35426 | 0.26939
2019-04-03 06:00 | 43558.25 | 0.07363 | 0.05402 | 2019-04-03 06:00 | 43558.25 | 0.35792 | 0.27359
2019-04-03 07:00 | 43558.2917 | 0.07605 | 0.05701 | 2019-04-03 07:00 | 43558.2917 | 0.35667 | 0.27575
2019-04-03 08:00 | 43558.3333 | 0.07407 | 0.05977 | 2019-04-03 08:00 | 43558.3333 | 0.31879 | 0.25053
2019-04-03 09:00 | 43558.375 | 0.07135 | 0.05877 | 2019-04-03 09:00 | 43558.375 | 0.27747 | 0.2218
2019-04-03 10:00 | 43558.4167 | 0.0688 | 0.05637 | 2019-04-03 10:00 | 43558.4167 | 0.23041 | 0.18188
2019-04-03 11:00 | 43558.4583 | 0.0682 | 0.05533 | 2019-04-03 11:00 | 43558.4583 | 0.21917 | 0.17244
2019-04-03 12:00 | 43558.5 | 0.13266 | 0.05479 | 2019-04-03 12:00 | 43558.5 | 0.21916 | 0.17261
2019-04-03 13:00 | 43558.5417 | 0.12693 | 0.05267 | 2019-04-03 13:00 | 43558.5417 | 0.21894 | 0.17235
2019-04-03 14:00 | 43558.5833 | 0.12153 | 0.04756 | 2019-04-03 14:00 | 43558.5833 | 0.22012 | 0.16977
2019-04-03 15:00 | 43558.625 | 0.12045 | 0.04223 | 2019-04-03 15:00 | 43558.625 | 0.18444 | 0.13854
2019-04-03 16:00 | 43558.6667 | 0.1212 | 0.04143 | 2019-04-03 16:00 | 43558.6667 | 0.17563 | 0.12891
2019-04-03 17:00 | 43558.7083 | 0.12413 | 0.04228 | 2019-04-03 17:00 | 43558.7083 | 0.2219 | 0.16689
2019-04-03 18:00 | 43558.75 | 0.13071 | 0.0448 | 2019-04-03 18:00 | 43558.75 | 0.26338 | 0.20286
2019-04-03 19:00 | 43558.7917 | 0.13625 | 0.05056 | 2019-04-03 19:00 | 43558.7917 | 0.34045 | 0.27349
2019-04-03 20:00 | 43558.8333 | 0.14099 | 0.05398 | 2019-04-03 20:00 | 43558.8333 | 0.34694 | 0.28394
2019-04-03 21:00 | 43558.875 | 0.13922 | 0.05811 | 2019-04-03 21:00 | 43558.875 | 0.32989 | 0.26509
2019-04-03 22:00 | 43558.9167 | 0.07014 | 0.05589 | 2019-04-03 22:00 | 43558.9167 | 0.2623 | 0.20434
2019-04-03 23:00 | 43558.9583 | 0.07019 | 0.05515 | 2019-04-03 23:00 | 43558.9583 | 0.25846 | 0.19415
2019-04-04 | 43559 | 0.066 | 0.05341 | 2019-04-04 | 43559 | 0.24716 | 0.18027
2019-04-04 01:00 | 43559.0417 | 0.06104 | 0.04931 | 2019-04-04 01:00 | 43559.0417 | 0.2408 | 0.17312
2019-04-04 02:00 | 43559.0833 | 0.06048 | 0.04439 | 2019-04-04 02:00 | 43559.0833 | 0.24255 | 0.1733
2019-04-04 03:00 | 43559.125 | 0.06168 | 0.04422 | 2019-04-04 03:00 | 43559.125 | 0.25489 | 0.1836
2019-04-04 04:00 | 43559.1667 | 0.0698 | 0.04471 | 2019-04-04 04:00 | 43559.1667 | 0.26498 | 0.19326
2019-04-04 05:00 | 43559.2083 | 0.0713 | 0.05239 | 2019-04-04 05:00 | 43559.2083 | 0.33756 | 0.26489
2019-04-04 06:00 | 43559.25 | 0.07455 | 0.05451 | 2019-04-04 06:00 | 43559.25 | 0.35307 | 0.28263
2019-04-04 07:00 | 43559.2917 | 0.0786 | 0.05805 | 2019-04-04 07:00 | 43559.2917 | 0.38771 | 0.28597
2019-04-04 08:00 | 43559.3333 | 0.07706 | 0.05943 | 2019-04-04 08:00 | 43559.3333 | 0.36887 | 0.27941
2019-04-04 09:00 | 43559.375 | 0.0751 | 0.05984 | 2019-04-04 09:00 | 43559.375 | 0.40061 | 0.26641
2019-04-04 10:00 | 43559.4167 | 0.06865 | 0.05736 | 2019-04-04 10:00 | 43559.4167 | 0.36165 | 0.23545
2019-04-04 11:00 | 43559.4583 | 0.06902 | 0.05525 | 2019-04-04 11:00 | 43559.4583 | 0.39335 | 0.26348
2019-04-04 12:00 | 43559.5 | 0.13352 | 0.05521 | 2019-04-04 12:00 | 43559.5 | 0.39492 | 0.26605
2019-04-04 13:00 | 43559.5417 | 0.13278 | 0.05422 | 2019-04-04 13:00 | 43559.5417 | 0.35298 | 0.26737
2019-04-04 14:00 | 43559.5833 | 0.13015 | 0.05329 | 2019-04-04 14:00 | 43559.5833 | 0.36017 | 0.2688
2019-04-04 15:00 | 43559.625 | 0.12703 | 0.05061 | 2019-04-04 15:00 | 43559.625 | 0.35943 | 0.26709
2019-04-04 16:00 | 43559.6667 | 0.12866 | 0.04797 | 2019-04-04 16:00 | 43559.6667 | 0.3714 | 0.27666
2019-04-04 17:00 | 43559.7083 | 0.13083 | 0.0495 | 2019-04-04 17:00 | 43559.7083 | 0.41779 | 0.27968
2019-04-04 18:00 | 43559.75 | 0.13318 | 0.05121 | 2019-04-04 18:00 | 43559.75 | 0.4236 | 0.28432
2019-04-04 19:00 | 43559.7917 | 0.14079 | 0.0531 | 2019-04-04 19:00 | 43559.7917 | 0.43254 | 0.29422
2019-04-04 20:00 | 43559.8333 | 0.14391 | 0.05563 | 2019-04-04 20:00 | 43559.8333 | 0.43133 | 0.29777
2019-04-04 21:00 | 43559.875 | 0.14117 | 0.0582 | 2019-04-04 21:00 | 43559.875 | 0.37806 | 0.28665
2019-04-04 22:00 | 43559.9167 | 0.06899 | 0.05516 | 2019-04-04 22:00 | 43559.9167 | 0.36577 | 0.27446
2019-04-04 23:00 | 43559.9583 | 0.07009 | 0.05415 | 2019-04-04 23:00 | 43559.9583 | 0.30614 | 0.24485
2019-04-05 | 43560 | 0.06116 | 0.05397 | 2019-04-05 | 43560 | 0.29737 | 0.23171
2019-04-05 01:00 | 43560.0417 | 0.05769 | 0.04497 | 2019-04-05 01:00 | 43560.0417 | 0.269 | 0.20529
2019-04-05 02:00 | 43560.0833 | 0.05635 | 0.04185 | 2019-04-05 02:00 | 43560.0833 | 0.27546 | 0.20973
2019-04-05 03:00 | 43560.125 | 0.05697 | 0.04098 | 2019-04-05 03:00 | 43560.125 | 0.28355 | 0.21473
2019-04-05 04:00 | 43560.1667 | 0.057 | 0.0409 | 2019-04-05 04:00 | 43560.1667 | 0.30304 | 0.23271
2019-04-05 05:00 | 43560.2083 | 0.06325 | 0.04118 | 2019-04-05 05:00 | 43560.2083 | 0.28067 | 0.21887
2019-04-05 06:00 | 43560.25 | 0.07084 | 0.0461 | 2019-04-05 06:00 | 43560.25 | 0.32942 | 0.2652
2019-04-05 07:00 | 43560.2917 | 0.07608 | 0.05504 | 2019-04-05 07:00 | 43560.2917 | 0.36162 | 0.26694
2019-04-05 08:00 | 43560.3333 | 0.07382 | 0.05854 | 2019-04-05 08:00 | 43560.3333 | 0.36117 | 0.27501
2019-04-05 09:00 | 43560.375 | 0.07143 | 0.0582 | 2019-04-05 09:00 | 43560.375 | 0.4135 | 0.27986
2019-04-05 10:00 | 43560.4167 | 0.06906 | 0.05625 | 2019-04-05 10:00 | 43560.4167 | 0.41074 | 0.28001
2019-04-05 11:00 | 43560.4583 | 0.06877 | 0.05549 | 2019-04-05 11:00 | 43560.4583 | 0.4131 | 0.28271
2019-04-05 12:00 | 43560.5 | 0.13448 | 0.05521 | 2019-04-05 12:00 | 43560.5 | 0.4124 | 0.28384
2019-04-05 13:00 | 43560.5417 | 0.13362 | 0.0549 | 2019-04-05 13:00 | 43560.5417 | 0.3683 | 0.28338
2019-04-05 14:00 | 43560.5833 | 0.13226 | 0.05388 | 2019-04-05 14:00 | 43560.5833 | 0.36857 | 0.27898
2019-04-05 15:00 | 43560.625 | 0.13043 | 0.05221 | 2019-04-05 15:00 | 43560.625 | 0.36682 | 0.27559
2019-04-05 16:00 | 43560.6667 | 0.12961 | 0.05054 | 2019-04-05 16:00 | 43560.6667 | 0.3663 | 0.27398
2019-04-05 17:00 | 43560.7083 | 0.13069 | 0.04994 | 2019-04-05 17:00 | 43560.7083 | 0.42192 | 0.28511
2019-04-05 18:00 | 43560.75 | 0.13251 | 0.05078 | 2019-04-05 18:00 | 43560.75 | 0.43025 | 0.28994
2019-04-05 19:00 | 43560.7917 | 0.13723 | 0.05221 | 2019-04-05 19:00 | 43560.7917 | 0.44157 | 0.30096
2019-04-05 20:00 | 43560.8333 | 0.13982 | 0.05437 | 2019-04-05 20:00 | 43560.8333 | 0.43377 | 0.30068
2019-04-05 21:00 | 43560.875 | 0.1371 | 0.05652 | 2019-04-05 21:00 | 43560.875 | 0.38235 | 0.29093
2019-04-05 22:00 | 43560.9167 | 0.06851 | 0.0545 | 2019-04-05 22:00 | 43560.9167 | 0.37751 | 0.28471
2019-04-05 23:00 | 43560.9583 | 0.06861 | 0.05327 | 2019-04-05 23:00 | 43560.9583 | 0.34239 | 0.27782
2019-04-06 | 43561 | 0.06231 | 0.05128 | 2019-04-06 | 43561 | 0.3308 | 0.26459
2019-04-06 01:00 | 43561.0417 | 0.05564 | 0.04529 | 2019-04-06 01:00 | 43561.0417 | 0.32736 | 0.25903
2019-04-06 02:00 | 43561.0833 | 0.05471 | 0.03917 | 2019-04-06 02:00 | 43561.0833 | 0.31959 | 0.25146
2019-04-06 03:00 | 43561.125 | 0.05348 | 0.03819 | 2019-04-06 03:00 | 43561.125 | 0.32315 | 0.25397
2019-04-06 04:00 | 43561.1667 | 0.05344 | 0.03703 | 2019-04-06 04:00 | 43561.1667 | 0.33429 | 0.26498
2019-04-06 05:00 | 43561.2083 | 0.05609 | 0.03703 | 2019-04-06 05:00 | 43561.2083 | 0.3586 | 0.28755
2019-04-06 06:00 | 43561.25 | 0.05917 | 0.03891 | 2019-04-06 06:00 | 43561.25 | 0.36828 | 0.2983
2019-04-06 07:00 | 43561.2917 | 0.06052 | 0.04171 | 2019-04-06 07:00 | 43561.2917 | 0.41715 | 0.3115
2019-04-06 08:00 | 43561.3333 | 0.06107 | 0.04364 | 2019-04-06 08:00 | 43561.3333 | 0.38583 | 0.29524
2019-04-06 09:00 | 43561.375 | 0.06403 | 0.04619 | 2019-04-06 09:00 | 43561.375 | 0.42456 | 0.28848
2019-04-06 10:00 | 43561.4167 | 0.06 | 0.04909 | 2019-04-06 10:00 | 43561.4167 | 0.38963 | 0.26193
2019-04-06 11:00 | 43561.4583 | 0.05802 | 0.04559 | 2019-04-06 11:00 | 43561.4583 | 0.3808 | 0.25475
2019-04-06 12:00 | 43561.5 | 0.12489 | 0.04371 | 2019-04-06 12:00 | 43561.5 | 0.33468 | 0.21761
2019-04-06 13:00 | 43561.5417 | 0.12268 | 0.04377 | 2019-04-06 13:00 | 43561.5417 | 0.30078 | 0.22641
2019-04-06 14:00 | 43561.5833 | 0.12239 | 0.04127 | 2019-04-06 14:00 | 43561.5833 | 0.2807 | 0.20528
2019-04-06 15:00 | 43561.625 | 0.12046 | 0.0404 | 2019-04-06 15:00 | 43561.625 | 0.27604 | 0.19983
2019-04-06 16:00 | 43561.6667 | 0.12103 | 0.03859 | 2019-04-06 16:00 | 43561.6667 | 0.27592 | 0.19881
2019-04-06 17:00 | 43561.7083 | 0.12302 | 0.0392 | 2019-04-06 17:00 | 43561.7083 | 0.32589 | 0.20129
2019-04-06 18:00 | 43561.75 | 0.12438 | 0.04108 | 2019-04-06 18:00 | 43561.75 | 0.3569 | 0.22836
2019-04-06 19:00 | 43561.7917 | 0.13593 | 0.0426 | 2019-04-06 19:00 | 43561.7917 | 0.41515 | 0.27669
2019-04-06 20:00 | 43561.8333 | 0.14031 | 0.05134 | 2019-04-06 20:00 | 43561.8333 | 0.40974 | 0.27635
2019-04-06 21:00 | 43561.875 | 0.13847 | 0.05521 | 2019-04-06 21:00 | 43561.875 | 0.35098 | 0.26144
2019-04-06 22:00 | 43561.9167 | 0.07045 | 0.05296 | 2019-04-06 22:00 | 43561.9167 | 0.33724 | 0.24821
2019-04-06 23:00 | 43561.9583 | 0.06937 | 0.05337 | 2019-04-06 23:00 | 43561.9583 | 0.31285 | 0.24696
2019-04-07 | 43562 | 0.05954 | 0.05083 | 2019-04-07 | 43562 | 0.28539 | 0.22037
2019-04-07 01:00 | 43562.0417 | 0.05648 | 0.04166 | 2019-04-07 01:00 | 43562.0417 | 0.26862 | 0.20348
2019-04-07 02:00 | 43562.0833 | 0.05604 | 0.03877 | 2019-04-07 02:00 | 43562.0833 | 0.23276 | 0.17276
2019-04-07 03:00 | 43562.125 | 0.05596 | 0.03834 | 2019-04-07 03:00 | 43562.125 | 0.22527 | 0.16627
2019-04-07 04:00 | 43562.1667 | 0.05628 | 0.03805 | 2019-04-07 04:00 | 43562.1667 | 0.23695 | 0.17547
2019-04-07 05:00 | 43562.2083 | 0.05651 | 0.03852 | 2019-04-07 05:00 | 43562.2083 | 0.2876 | 0.22222
2019-04-07 06:00 | 43562.25 | 0.05881 | 0.03879 | 2019-04-07 06:00 | 43562.25 | 0.32825 | 0.26242
2019-04-07 07:00 | 43562.2917 | 0.06294 | 0.041 | 2019-04-07 07:00 | 43562.2917 | 0.366 | 0.26927
2019-04-07 08:00 | 43562.3333 | 0.06815 | 0.04524 | 2019-04-07 08:00 | 43562.3333 | 0.35412 | 0.26745
2019-04-07 09:00 | 43562.375 | 0.06904 | 0.05112 | 2019-04-07 09:00 | 43562.375 | 0.38455 | 0.25302
2019-04-07 10:00 | 43562.4167 | 0.06858 | 0.05278 | 2019-04-07 10:00 | 43562.4167 | 0.33925 | 0.21549
2019-04-07 11:00 | 43562.4583 | 0.06963 | 0.05287 | 2019-04-07 11:00 | 43562.4583 | 0.31404 | 0.1937
2019-04-07 12:00 | 43562.5 | 0.13609 | 0.0527 | 2019-04-07 12:00 | 43562.5 | 0.30534 | 0.18692
2019-04-07 13:00 | 43562.5417 | 0.13531 | 0.05193 | 2019-04-07 13:00 | 43562.5417 | 0.25287 | 0.18039
2019-04-07 14:00 | 43562.5833 | 0.13173 | 0.05111 | 2019-04-07 14:00 | 43562.5833 | 0.2465 | 0.17223
2019-04-07 15:00 | 43562.625 | 0.12689 | 0.0473 | 2019-04-07 15:00 | 43562.625 | 0.24803 | 0.17245
2019-04-07 16:00 | 43562.6667 | 0.12706 | 0.04285 | 2019-04-07 16:00 | 43562.6667 | 0.24673 | 0.17086
2019-04-07 17:00 | 43562.7083 | 0.12636 | 0.04299 | 2019-04-07 17:00 | 43562.7083 | 0.30973 | 0.184
2019-04-07 18:00 | 43562.75 | 0.12858 | 0.04235 | 2019-04-07 18:00 | 43562.75 | 0.31931 | 0.19321
2019-04-07 19:00 | 43562.7917 | 0.13844 | 0.04627 | 2019-04-07 19:00 | 43562.7917 | 0.40585 | 0.26728
2019-04-07 20:00 | 43562.8333 | 0.14546 | 0.05231 | 2019-04-07 20:00 | 43562.8333 | 0.39913 | 0.26589
2019-04-07 21:00 | 43562.875 | 0.14129 | 0.05823 | 2019-04-07 21:00 | 43562.875 | 0.33933 | 0.2485
2019-04-07 22:00 | 43562.9167 | 0.06888 | 0.05515 | 2019-04-07 22:00 | 43562.9167 | 0.31706 | 0.22703
2019-04-07 23:00 | 43562.9583 | 0.0739 | 0.05273 | 2019-04-07 23:00 | 43562.9583 | 0.2769 | 0.21858
2019-04-08 | 43563 | 0.06376 | 0.05453 | 2019-04-08 | 43563 | 0.23765 | 0.18129
2019-04-08 01:00 | 43563.0417 | 0.06091 | 0.04533 | 2019-04-08 01:00 | 43563.0417 | 0.22415 | 0.16683
2019-04-08 02:00 | 43563.0833 | 0.06083 | 0.04247 | 2019-04-08 02:00 | 43563.0833 | 0.22386 | 0.16538
2019-04-08 03:00 | 43563.125 | 0.06069 | 0.04231 | 2019-04-08 03:00 | 43563.125 | 0.22424 | 0.16537
2019-04-08 04:00 | 43563.1667 | 0.06149 | 0.04227 | 2019-04-08 04:00 | 43563.1667 | 0.22488 | 0.16559
2019-04-08 05:00 | 43563.2083 | 0.07309 | 0.0433 | 2019-04-08 05:00 | 43563.2083 | 0.23099 | 0.17221
2019-04-08 06:00 | 43563.25 | 0.07692 | 0.05452 | 2019-04-08 06:00 | 43563.25 | 0.30351 | 0.23956
2019-04-08 07:00 | 43563.2917 | 0.07701 | 0.05905 | 2019-04-08 07:00 | 43563.2917 | 0.34308 | 0.24901
2019-04-08 08:00 | 43563.3333 | 0.07419 | 0.05973 | 2019-04-08 08:00 | 43563.3333 | 0.26722 | 0.19291
2019-04-08 09:00 | 43563.375 | 0.07222 | 0.05832 | 2019-04-08 09:00 | 43563.375 | 0.27339 | 0.15775
2019-04-08 10:00 | 43563.4167 | 0.07189 | 0.05673 | 2019-04-08 10:00 | 43563.4167 | 0.25599 | 0.14468
2019-04-08 11:00 | 43563.4583 | 0.06954 | 0.05653 | 2019-04-08 11:00 | 43563.4583 | 0.2057 | 0.10261
2019-04-08 12:00 | 43563.5 | 0.13633 | 0.05587 | 2019-04-08 12:00 | 43563.5 | 0.18087 | 0.08171
2019-04-08 13:00 | 43563.5417 | 0.13549 | 0.05569 | 2019-04-08 13:00 | 43563.5417 | 0.06375 | 0.0199
2019-04-08 14:00 | 43563.5833 | 0.13445 | 0.05464 | 2019-04-08 14:00 | 43563.5833 | 0.05008 | 0.00672
2019-04-08 15:00 | 43563.625 | 0.13167 | 0.05343 | 2019-04-08 15:00 | 43563.625 | 0.05077 | 0.00672
2019-04-08 16:00 | 43563.6667 | 0.13225 | 0.05104 | 2019-04-08 16:00 | 43563.6667 | 0.06362 | 0.01371
2019-04-08 17:00 | 43563.7083 | 0.13377 | 0.0519 | 2019-04-08 17:00 | 43563.7083 | 0.21495 | 0.10111
2019-04-08 18:00 | 43563.75 | 0.136 | 0.05299 | 2019-04-08 18:00 | 43563.75 | 0.28962 | 0.16551
2019-04-08 19:00 | 43563.7917 | 0.13942 | 0.05463 | 2019-04-08 19:00 | 43563.7917 | 0.38235 | 0.24822
2019-04-08 20:00 | 43563.8333 | 0.14249 | 0.05576 | 2019-04-08 20:00 | 43563.8333 | 0.37937 | 0.25171
2019-04-08 21:00 | 43563.875 | 0.13839 | 0.05819 | 2019-04-08 21:00 | 43563.875 | 0.33414 | 0.24816
2019-04-08 22:00 | 43563.9167 | 0.07103 | 0.0554 | 2019-04-08 22:00 | 43563.9167 | 0.32425 | 0.23954
2019-04-08 23:00 | 43563.9583 | 0.06791 | 0.05502 | 2019-04-08 23:00 | 43563.9583 | 0.30247 | 0.24326
2019-04-09 | 43564 | 0.06282 | 0.05071 | 2019-04-09 | 43564 | 0.29853 | 0.23433
2019-04-09 01:00 | 43564.0417 | 0.05952 | 0.04545 | 2019-04-09 01:00 | 43564.0417 | 0.30247 | 0.23577
2019-04-09 02:00 | 43564.0833 | 0.05899 | 0.0424 | 2019-04-09 02:00 | 43564.0833 | 0.29977 | 0.23049
2019-04-09 03:00 | 43564.125 | 0.05878 | 0.04186 | 2019-04-09 03:00 | 43564.125 | 0.30242 | 0.23186
2019-04-09 04:00 | 43564.1667 | 0.05922 | 0.04172 | 2019-04-09 04:00 | 43564.1667 | 0.30498 | 0.23597
2019-04-09 05:00 | 43564.2083 | 0.06791 | 0.04228 | 2019-04-09 05:00 | 43564.2083 | 0.30133 | 0.23585
2019-04-09 06:00 | 43564.25 | 0.07403 | 0.05025 | 2019-04-09 06:00 | 43564.25 | 0.30127 | 0.23709
2019-04-09 07:00 | 43564.2917 | 0.07439 | 0.05618 | 2019-04-09 07:00 | 43564.2917 | 0.29861 | 0.23684
2019-04-09 08:00 | 43564.3333 | 0.073 | 0.05654 | 2019-04-09 08:00 | 43564.3333 | 0.31994 | 0.2615
2019-04-09 09:00 | 43564.375 | 0.07151 | 0.0562 | 2019-04-09 09:00 | 43564.375 | 0.2919 | 0.2396
2019-04-09 10:00 | 43564.4167 | 0.06707 | 0.0549 | 2019-04-09 10:00 | 43564.4167 | 0.28207 | 0.23178
2019-04-09 11:00 | 43564.4583 | 0.0669 | 0.05285 | 2019-04-09 11:00 | 43564.4583 | 0.28456 | 0.23373
2019-04-09 12:00 | 43564.5 | 0.13143 | 0.05263 | 2019-04-09 12:00 | 43564.5 | 0.27996 | 0.22971
2019-04-09 13:00 | 43564.5417 | 0.13043 | 0.05103 | 2019-04-09 13:00 | 43564.5417 | 0.27112 | 0.22072
2019-04-09 14:00 | 43564.5833 | 0.13049 | 0.04997 | 2019-04-09 14:00 | 43564.5833 | 0.23579 | 0.18611
2019-04-09 15:00 | 43564.625 | 0.12648 | 0.04975 | 2019-04-09 15:00 | 43564.625 | 0.23568 | 0.18438
2019-04-09 16:00 | 43564.6667 | 0.12581 | 0.04627 | 2019-04-09 16:00 | 43564.6667 | 0.27298 | 0.21641
2019-04-09 17:00 | 43564.7083 | 0.12574 | 0.04592 | 2019-04-09 17:00 | 43564.7083 | 0.29944 | 0.23775
2019-04-09 18:00 | 43564.75 | 0.13043 | 0.0458 | 2019-04-09 18:00 | 43564.75 | 0.32387 | 0.26022
2019-04-09 19:00 | 43564.7917 | 0.13936 | 0.0499 | 2019-04-09 19:00 | 43564.7917 | 0.36441 | 0.29454
2019-04-09 20:00 | 43564.8333 | 0.14196 | 0.05519 | 2019-04-09 20:00 | 43564.8333 | 0.35885 | 0.29455
2019-04-09 21:00 | 43564.875 | 0.13562 | 0.05732 | 2019-04-09 21:00 | 43564.875 | 0.34747 | 0.28441
2019-04-09 22:00 | 43564.9167 | 0.06699 | 0.05378 | 2019-04-09 22:00 | 43564.9167 | 0.35233 | 0.28746
2019-04-09 23:00 | 43564.9583 | 0.05869 | 0.05184 | 2019-04-09 23:00 | 43564.9583 | 0.35101 | 0.28158
2019-04-10 | 43565 | 0.05844 | 0.0425 | 2019-04-10 | 43565 | 0.33953 | 0.26502
2019-04-10 01:00 | 43565.0417 | 0.05689 | 0.04201 | 2019-04-10 01:00 | 43565.0417 | 0.35052 | 0.26952
2019-04-10 02:00 | 43565.0833 | 0.05701 | 0.04101 | 2019-04-10 02:00 | 43565.0833 | 0.33757 | 0.25479
2019-04-10 03:00 | 43565.125 | 0.05702 | 0.04098 | 2019-04-10 03:00 | 43565.125 | 0.32976 | 0.24417
2019-04-10 04:00 | 43565.1667 | 0.05741 | 0.04098 | 2019-04-10 04:00 | 43565.1667 | 0.32186 | 0.23689
2019-04-10 05:00 | 43565.2083 | 0.06385 | 0.04147 | 2019-04-10 05:00 | 43565.2083 | 0.32815 | 0.24772
2019-04-10 06:00 | 43565.25 | 0.07137 | 0.04696 | 2019-04-10 06:00 | 43565.25 | 0.32625 | 0.24543
2019-04-10 07:00 | 43565.2917 | 0.07306 | 0.05472 | 2019-04-10 07:00 | 43565.2917 | 0.32472 | 0.2457
2019-04-10 08:00 | 43565.3333 | 0.07022 | 0.05788 | 2019-04-10 08:00 | 43565.3333 | 0.26229 | 0.19697
2019-04-10 09:00 | 43565.375 | 0.0691 | 0.05607 | 2019-04-10 09:00 | 43565.375 | 0.19753 | 0.14941
2019-04-10 10:00 | 43565.4167 | 0.06797 | 0.05511 | 2019-04-10 10:00 | 43565.4167 | 0.11636 | 0.08071
2019-04-10 11:00 | 43565.4583 | 0.0686 | 0.05437 | 2019-04-10 11:00 | 43565.4583 | 0.02821 | 0.00341
2019-04-10 12:00 | 43565.5 | 0.13473 | 0.05487 | 2019-04-10 12:00 | 43565.5 | 0.02818 | 0.00341
2019-04-10 13:00 | 43565.5417 | 0.13337 | 0.05435 | 2019-04-10 13:00 | 43565.5417 | 0.0282 | 0.00341
2019-04-10 14:00 | 43565.5833 | 0.13268 | 0.05292 | 2019-04-10 14:00 | 43565.5833 | 0.02579 | 0.00074
2019-04-10 15:00 | 43565.625 | 0.13111 | 0.0521 | 2019-04-10 15:00 | 43565.625 | 0.02642 | 0.00074
2019-04-10 16:00 | 43565.6667 | 0.12998 | 0.05067 | 2019-04-10 16:00 | 43565.6667 | 0.02911 | 0.00074
2019-04-10 17:00 | 43565.7083 | 0.13009 | 0.05006 | 2019-04-10 17:00 | 43565.7083 | 0.04503 | 0.00341
2019-04-10 18:00 | 43565.75 | 0.1336 | 0.04993 | 2019-04-10 18:00 | 43565.75 | 0.16289 | 0.11389
2019-04-10 19:00 | 43565.7917 | 0.13912 | 0.0509 | 2019-04-10 19:00 | 43565.7917 | 0.28665 | 0.22762
2019-04-10 20:00 | 43565.8333 | 0.14312 | 0.05557 | 2019-04-10 20:00 | 43565.8333 | 0.31644 | 0.25971
2019-04-10 21:00 | 43565.875 | 0.13946 | 0.05892 | 2019-04-10 21:00 | 43565.875 | 0.30335 | 0.24528
2019-04-10 22:00 | 43565.9167 | 0.07019 | 0.05535 | 2019-04-10 22:00 | 43565.9167 | 0.27035 | 0.21471
2019-04-10 23:00 | 43565.9583 | 0.07176 | 0.0548 | 2019-04-10 23:00 | 43565.9583 | 0.20338 | 0.14971
2019-04-11 | 43566 | 0.06906 | 0.05488 | 2019-04-11 | 43566 | 0.1675 | 0.11371
2019-04-11 01:00 | 43566.0417 | 0.06621 | 0.05229 | 2019-04-11 01:00 | 43566.0417 | 0.14934 | 0.09554
2019-04-11 02:00 | 43566.0833 | 0.06541 | 0.04957 | 2019-04-11 02:00 | 43566.0833 | 0.15697 | 0.09969
2019-04-11 03:00 | 43566.125 | 0.06406 | 0.04876 | 2019-04-11 03:00 | 43566.125 | 0.17615 | 0.11666
2019-04-11 04:00 | 43566.1667 | 0.0702 | 0.04758 | 2019-04-11 04:00 | 43566.1667 | 0.21348 | 0.14933
2019-04-11 05:00 | 43566.2083 | 0.07362 | 0.05333 | 2019-04-11 05:00 | 43566.2083 | 0.2198 | 0.15968
2019-04-11 06:00 | 43566.25 | 0.07578 | 0.05597 | 2019-04-11 06:00 | 43566.25 | 0.31981 | 0.25214
2019-04-11 07:00 | 43566.2917 | 0.07501 | 0.05745 | 2019-04-11 07:00 | 43566.2917 | 0.36144 | 0.26154
2019-04-11 08:00 | 43566.3333 | 0.07394 | 0.0585 | 2019-04-11 08:00 | 43566.3333 | 0.33701 | 0.25222
2019-04-11 09:00 | 43566.375 | 0.07237 | 0.05827 | 2019-04-11 09:00 | 43566.375 | 0.33975 | 0.21407
2019-04-11 10:00 | 43566.4167 | 0.07146 | 0.05698 | 2019-04-11 10:00 | 43566.4167 | 0.26805 | 0.15221
2019-04-11 11:00 | 43566.4583 | 0.07009 | 0.05603 | 2019-04-11 11:00 | 43566.4583 | 0.23359 | 0.12268
2019-04-11 12:00 | 43566.5 | 0.13632 | 0.05623 | 2019-04-11 12:00 | 43566.5 | 0.19531 | 0.08963
2019-04-11 13:00 | 43566.5417 | 0.13442 | 0.05575 | 2019-04-11 13:00 | 43566.5417 | 0.11835 | 0.06246
2019-04-11 14:00 | 43566.5833 | 0.13313 | 0.05406 | 2019-04-11 14:00 | 43566.5833 | 0.11142 | 0.05475
2019-04-11 15:00 | 43566.625 | 0.13131 | 0.05244 | 2019-04-11 15:00 | 43566.625 | 0.12062 | 0.06231
2019-04-11 16:00 | 43566.6667 | 0.13136 | 0.05083 | 2019-04-11 16:00 | 43566.6667 | 0.17998 | 0.11071
2019-04-11 17:00 | 43566.7083 | 0.1318 | 0.05118 | 2019-04-11 17:00 | 43566.7083 | 0.27326 | 0.15231
2019-04-11 18:00 | 43566.75 | 0.13644 | 0.05101 | 2019-04-11 18:00 | 43566.75 | 0.37324 | 0.23946
2019-04-11 19:00 | 43566.7917 | 0.13992 | 0.05324 | 2019-04-11 19:00 | 43566.7917 | 0.4033 | 0.26981
2019-04-11 20:00 | 43566.8333 | 0.14398 | 0.05588 | 2019-04-11 20:00 | 43566.8333 | 0.40451 | 0.26725
2019-04-11 21:00 | 43566.875 | 0.14059 | 0.05844 | 2019-04-11 21:00 | 43566.875 | 0.34278 | 0.24728
2019-04-11 22:00 | 43566.9167 | 0.07087 | 0.05609 | 2019-04-11 22:00 | 43566.9167 | 0.29819 | 0.20389
2019-04-11 23:00 | 43566.9583 | 0.07532 | 0.05546 | 2019-04-11 23:00 | 43566.9583 | 0.27697 | 0.21978
2019-04-12 | 43567 | 0.07452 | 0.05835 | 2019-04-12 | 43567 | 0.24685 | 0.18842
2019-04-12 01:00 | 43567.0417 | 0.07236 | 0.05593 | 2019-04-12 01:00 | 43567.0417 | 0.24779 | 0.18786
2019-04-12 02:00 | 43567.0833 | 0.07145 | 0.05366 | 2019-04-12 02:00 | 43567.0833 | 0.24299 | 0.1829
2019-04-12 03:00 | 43567.125 | 0.07142 | 0.05272 | 2019-04-12 03:00 | 43567.125 | 0.24605 | 0.18529
2019-04-12 04:00 | 43567.1667 | 0.07441 | 0.05269 | 2019-04-12 04:00 | 43567.1667 | 0.25303 | 0.19124
2019-04-12 05:00 | 43567.2083 | 0.07543 | 0.05567 | 2019-04-12 05:00 | 43567.2083 | 0.28841 | 0.22775
2019-04-12 06:00 | 43567.25 | 0.07554 | 0.05831 | 2019-04-12 06:00 | 43567.25 | 0.30852 | 0.24924
2019-04-12 07:00 | 43567.2917 | 0.07543 | 0.0588 | 2019-04-12 07:00 | 43567.2917 | 0.34355 | 0.25236
2019-04-12 08:00 | 43567.3333 | 0.07374 | 0.06002 | 2019-04-12 08:00 | 43567.3333 | 0.33429 | 0.25259
2019-04-12 09:00 | 43567.375 | 0.07285 | 0.05922 | 2019-04-12 09:00 | 43567.375 | 0.38108 | 0.25276
2019-04-12 10:00 | 43567.4167 | 0.07214 | 0.05854 | 2019-04-12 10:00 | 43567.4167 | 0.37419 | 0.24924
2019-04-12 11:00 | 43567.4583 | 0.07289 | 0.05787 | 2019-04-12 11:00 | 43567.4583 | 0.36989 | 0.24591
2019-04-12 12:00 | 43567.5 | 0.13867 | 0.05842 | 2019-04-12 12:00 | 43567.5 | 0.36411 | 0.24256
2019-04-12 13:00 | 43567.5417 | 0.13745 | 0.05845 | 2019-04-12 13:00 | 43567.5417 | 0.32235 | 0.24447
2019-04-12 14:00 | 43567.5833 | 0.13674 | 0.05599 | 2019-04-12 14:00 | 43567.5833 | 0.32316 | 0.24121
2019-04-12 15:00 | 43567.625 | 0.13524 | 0.05486 | 2019-04-12 15:00 | 43567.625 | 0.3233 | 0.2399
2019-04-12 16:00 | 43567.6667 | 0.13525 | 0.05344 | 2019-04-12 16:00 | 43567.6667 | 0.31338 | 0.23098
2019-04-12 17:00 | 43567.7083 | 0.13686 | 0.05375 | 2019-04-12 17:00 | 43567.7083 | 0.38095 | 0.25067
2019-04-12 18:00 | 43567.75 | 0.13812 | 0.0549 | 2019-04-12 18:00 | 43567.75 | 0.39594 | 0.26171
2019-04-12 19:00 | 43567.7917 | 0.1427 | 0.0566 | 2019-04-12 19:00 | 43567.7917 | 0.41619 | 0.27975
2019-04-12 20:00 | 43567.8333 | 0.14442 | 0.05858 | 2019-04-12 20:00 | 43567.8333 | 0.41176 | 0.28197
2019-04-12 21:00 | 43567.875 | 0.14182 | 0.05993 | 2019-04-12 21:00 | 43567.875 | 0.35669 | 0.26956
2019-04-12 22:00 | 43567.9167 | 0.0749 | 0.05882 | 2019-04-12 22:00 | 43567.9167 | 0.34596 | 0.25938
2019-04-12 23:00 | 43567.9583 | 0.07813 | 0.05872 | 2019-04-12 23:00 | 43567.9583 | 0.30027 | 0.24251
2019-04-13 | 43568 | 0.07767 | 0.05964 | 2019-04-13 | 43568 | 0.29025 | 0.22948
2019-04-13 01:00 | 43568.0417 | 0.07749 | 0.05888 | 2019-04-13 01:00 | 43568.0417 | 0.28093 | 0.21944
2019-04-13 02:00 | 43568.0833 | 0.07716 | 0.0584 | 2019-04-13 02:00 | 43568.0833 | 0.26103 | 0.20141
2019-04-13 03:00 | 43568.125 | 0.0773 | 0.058 | 2019-04-13 03:00 | 43568.125 | 0.24866 | 0.19057
2019-04-13 04:00 | 43568.1667 | 0.07732 | 0.05808 | 2019-04-13 04:00 | 43568.1667 | 0.2702 | 0.2119
2019-04-13 05:00 | 43568.2083 | 0.07533 | 0.05808 | 2019-04-13 05:00 | 43568.2083 | 0.31061 | 0.2485
2019-04-13 06:00 | 43568.25 | 0.07313 | 0.05692 | 2019-04-13 06:00 | 43568.25 | 0.31775 | 0.25679
2019-04-13 07:00 | 43568.2917 | 0.07428 | 0.05556 | 2019-04-13 07:00 | 43568.2917 | 0.35336 | 0.25999
2019-04-13 08:00 | 43568.3333 | 0.07497 | 0.05731 | 2019-04-13 08:00 | 43568.3333 | 0.33628 | 0.25416
2019-04-13 09:00 | 43568.375 | 0.07421 | 0.05861 | 2019-04-13 09:00 | 43568.375 | 0.36953 | 0.24272
2019-04-13 10:00 | 43568.4167 | 0.07379 | 0.05847 | 2019-04-13 10:00 | 43568.4167 | 0.35754 | 0.23487
2019-04-13 11:00 | 43568.4583 | 0.07285 | 0.0584 | 2019-04-13 11:00 | 43568.4583 | 0.34877 | 0.22743
2019-04-13 12:00 | 43568.5 | 0.14021 | 0.0575 | 2019-04-13 12:00 | 43568.5 | 0.32367 | 0.20769
2019-04-13 13:00 | 43568.5417 | 0.13866 | 0.05746 | 2019-04-13 13:00 | 43568.5417 | 0.2709 | 0.20082
2019-04-13 14:00 | 43568.5833 | 0.13899 | 0.05578 | 2019-04-13 14:00 | 43568.5833 | 0.26839 | 0.19556
2019-04-13 15:00 | 43568.625 | 0.13605 | 0.05511 | 2019-04-13 15:00 | 43568.625 | 0.27531 | 0.19998
2019-04-13 16:00 | 43568.6667 | 0.13479 | 0.05244 | 2019-04-13 16:00 | 43568.6667 | 0.30167 | 0.22072
2019-04-13 17:00 | 43568.7083 | 0.13694 | 0.05152 | 2019-04-13 17:00 | 43568.7083 | 0.34395 | 0.21873
2019-04-13 18:00 | 43568.75 | 0.13959 | 0.05353 | 2019-04-13 18:00 | 43568.75 | 0.37254 | 0.24207
2019-04-13 19:00 | 43568.7917 | 0.14392 | 0.05558 | 2019-04-13 19:00 | 43568.7917 | 0.38346 | 0.25371
2019-04-13 20:00 | 43568.8333 | 0.14488 | 0.05813 | 2019-04-13 20:00 | 43568.8333 | 0.38523 | 0.25871
2019-04-13 21:00 | 43568.875 | 0.14444 | 0.05928 | 2019-04-13 21:00 | 43568.875 | 0.33351 | 0.24981
2019-04-13 22:00 | 43568.9167 | 0.07599 | 0.05864 | 2019-04-13 22:00 | 43568.9167 | 0.31309 | 0.23165
2019-04-13 23:00 | 43568.9583 | 0.07769 | 0.05856 | 2019-04-13 23:00 | 43568.9583 | 0.29191 | 0.23183
2019-04-14 | 43569 | 0.0738 | 0.05763 | 2019-04-14 | 43569 | 0.26601 | 0.20705
2019-04-14 01:00 | 43569.0417 | 0.06947 | 0.05389 | 2019-04-14 01:00 | 43569.0417 | 0.26035 | 0.19977
2019-04-14 02:00 | 43569.0833 | 0.06684 | 0.04947 | 2019-04-14 02:00 | 43569.0833 | 0.25975 | 0.19776
2019-04-14 03:00 | 43569.125 | 0.06626 | 0.04704 | 2019-04-14 03:00 | 43569.125 | 0.26196 | 0.19961
2019-04-14 04:00 | 43569.1667 | 0.06401 | 0.04625 | 2019-04-14 04:00 | 43569.1667 | 0.26719 | 0.20405
2019-04-14 05:00 | 43569.2083 | 0.06366 | 0.04452 | 2019-04-14 05:00 | 43569.2083 | 0.30446 | 0.23951
2019-04-14 06:00 | 43569.25 | 0.0637 | 0.04446 | 2019-04-14 06:00 | 43569.25 | 0.30681 | 0.24466
2019-04-14 07:00 | 43569.2917 | 0.06516 | 0.04449 | 2019-04-14 07:00 | 43569.2917 | 0.33975 | 0.24471
2019-04-14 08:00 | 43569.3333 | 0.07158 | 0.04654 | 2019-04-14 08:00 | 43569.3333 | 0.32346 | 0.23971
2019-04-14 09:00 | 43569.375 | 0.07357 | 0.05216 | 2019-04-14 09:00 | 43569.375 | 0.34187 | 0.21597
2019-04-14 10:00 | 43569.4167 | 0.07343 | 0.0555 | 2019-04-14 10:00 | 43569.4167 | 0.3207 | 0.19965
2019-04-14 11:00 | 43569.4583 | 0.07293 | 0.05569 | 2019-04-14 11:00 | 43569.4583 | 0.31128 | 0.19171
2019-04-14 12:00 | 43569.5 | 0.13953 | 0.05524 | 2019-04-14 12:00 | 43569.5 | 0.31625 | 0.19486
2019-04-14 13:00 | 43569.5417 | 0.13587 | 0.05444 | 2019-04-14 13:00 | 43569.5417 | 0.26968 | 0.1933
2019-04-14 14:00 | 43569.5833 | 0.13456 | 0.05096 | 2019-04-14 14:00 | 43569.5833 | 0.27143 | 0.19071
2019-04-14 15:00 | 43569.625 | 0.13256 | 0.0489 | 2019-04-14 15:00 | 43569.625 | 0.27103 | 0.18971
2019-04-14 16:00 | 43569.6667 | 0.13154 | 0.04705 | 2019-04-14 16:00 | 43569.6667 | 0.28208 | 0.20119
2019-04-14 17:00 | 43569.7083 | 0.13375 | 0.04738 | 2019-04-14 17:00 | 43569.7083 | 0.35926 | 0.2299
2019-04-14 18:00 | 43569.75 | 0.14238 | 0.04953 | 2019-04-14 18:00 | 43569.75 | 0.37581 | 0.24493
2019-04-14 19:00 | 43569.7917 | 0.14533 | 0.05681 | 2019-04-14 19:00 | 43569.7917 | 0.40583 | 0.27207
2019-04-14 20:00 | 43569.8333 | 0.15052 | 0.05916 | 2019-04-14 20:00 | 43569.8333 | 0.3937 | 0.26522
2019-04-14 21:00 | 43569.875 | 0.1482 | 0.06215 | 2019-04-14 21:00 | 43569.875 | 0.33895 | 0.25344
2019-04-14 22:00 | 43569.9167 | 0.07697 | 0.06075 | 2019-04-14 22:00 | 43569.9167 | 0.32283 | 0.23869
2019-04-14 23:00 | 43569.9583 | 0.07909 | 0.05966 | 2019-04-14 23:00 | 43569.9583 | 0.27452 | 0.21338
2019-04-15 | 43570 | 0.07727 | 0.0592 | 2019-04-15 | 43570 | 0.26548 | 0.20132
2019-04-15 01:00 | 43570.0417 | 0.0746 | 0.05753 | 2019-04-15 01:00 | 43570.0417 | 0.26297 | 0.19618
2019-04-15 02:00 | 43570.0833 | 0.06969 | 0.05447 | 2019-04-15 02:00 | 43570.0833 | 0.26087 | 0.19296
2019-04-15 03:00 | 43570.125 | 0.06656 | 0.04935 | 2019-04-15 03:00 | 43570.125 | 0.25976 | 0.19154
2019-04-15 04:00 | 43570.1667 | 0.06525 | 0.04651 | 2019-04-15 04:00 | 43570.1667 | 0.26541 | 0.19606
2019-04-15 05:00 | 43570.2083 | 0.07365 | 0.04565 | 2019-04-15 05:00 | 43570.2083 | 0.27252 | 0.20473
2019-04-15 06:00 | 43570.25 | 0.07746 | 0.05435 | 2019-04-15 06:00 | 43570.25 | 0.28836 | 0.22076
2019-04-15 07:00 | 43570.2917 | 0.07786 | 0.05896 | 2019-04-15 07:00 | 43570.2917 | 0.32967 | 0.22878
2019-04-15 08:00 | 43570.3333 | 0.07606 | 0.06046 | 2019-04-15 08:00 | 43570.3333 | 0.31706 | 0.22799
2019-04-15 09:00 | 43570.375 | 0.07479 | 0.05967 | 2019-04-15 09:00 | 43570.375 | 0.31626 | 0.19124
2019-04-15 10:00 | 43570.4167 | 0.07254 | 0.05883 | 2019-04-15 10:00 | 43570.4167 | 0.29117 | 0.17066
2019-04-15 11:00 | 43570.4583 | 0.07003 | 0.05805 | 2019-04-15 11:00 | 43570.4583 | 0.29117 | 0.17065
2019-04-15 12:00 | 43570.5 | 0.13322 | 0.05572 | 2019-04-15 12:00 | 43570.5 | 0.2882 | 0.16736
2019-04-15 13:00 | 43570.5417 | 0.12956 | 0.05252 | 2019-04-15 13:00 | 43570.5417 | 0.23235 | 0.15718
2019-04-15 14:00 | 43570.5833 | 0.14461 | 0.04886 | 2019-04-15 14:00 | 43570.5833 | 0.22963 | 0.1511
2019-04-15 15:00 | 43570.625 | 0.14153 | 0.04465 | 2019-04-15 15:00 | 43570.625 | 0.23535 | 0.15487
2019-04-15 16:00 | 43570.6667 | 0.1439 | 0.0418 | 2019-04-15 16:00 | 43570.6667 | 0.25372 | 0.17021
2019-04-15 17:00 | 43570.7083 | 0.14718 | 0.044 | 2019-04-15 17:00 | 43570.7083 | 0.32834 | 0.19548
2019-04-15 18:00 | 43570.75 | 0.13241 | 0.04632 | 2019-04-15 18:00 | 43570.75 | 0.36426 | 0.22776
2019-04-15 19:00 | 43570.7917 | 0.14133 | 0.05086 | 2019-04-15 19:00 | 43570.7917 | 0.36688 | 0.23537
2019-04-15 20:00 | 43570.8333 | 0.14482 | 0.05703 | 2019-04-15 20:00 | 43570.8333 | 0.36516 | 0.23672
2019-04-15 21:00 | 43570.875 | 0.14522 | 0.05995 | 2019-04-15 21:00 | 43570.875 | 0.31881 | 0.23287
2019-04-15 22:00 | 43570.9167 | 0.07558 | 0.05922 | 2019-04-15 22:00 | 43570.9167 | 0.29906 | 0.21465
2019-04-15 23:00 | 43570.9583 | 0.07728 | 0.0585 | 2019-04-15 23:00 | 43570.9583 | 0.28163 | 0.22158
2019-04-16 | 43571 | 0.07548 | 0.05879 | 2019-04-16 | 43571 | 0.25087 | 0.19013
2019-04-16 01:00 | 43571.0417 | 0.07529 | 0.05675 | 2019-04-16 01:00 | 43571.0417 | 0.23991 | 0.17751
2019-04-16 02:00 | 43571.0833 | 0.07528 | 0.05639 | 2019-04-16 02:00 | 43571.0833 | 0.25125 | 0.18426
2019-04-16 03:00 | 43571.125 | 0.07571 | 0.05596 | 2019-04-16 03:00 | 43571.125 | 0.25242 | 0.18417
2019-04-16 04:00 | 43571.1667 | 0.07588 | 0.05639 | 2019-04-16 04:00 | 43571.1667 | 0.25193 | 0.1842
2019-04-16 05:00 | 43571.2083 | 0.07597 | 0.05675 | 2019-04-16 05:00 | 43571.2083 | 0.26663 | 0.1992
2019-04-16 06:00 | 43571.25 | 0.07679 | 0.05774 | 2019-04-16 06:00 | 43571.25 | 0.26825 | 0.20158
2019-04-16 07:00 | 43571.2917 | 0.07525 | 0.0591 | 2019-04-16 07:00 | 43571.2917 | 0.25192 | 0.18888
2019-04-16 08:00 | 43571.3333 | 0.07535 | 0.05957 | 2019-04-16 08:00 | 43571.3333 | 0.22596 | 0.17206
2019-04-16 09:00 | 43571.375 | 0.07455 | 0.05982 | 2019-04-16 09:00 | 43571.375 | 0.19243 | 0.14609
2019-04-16 10:00 | 43571.4167 | 0.0738 | 0.05931 | 2019-04-16 10:00 | 43571.4167 | 0.16461 | 0.12166
2019-04-16 11:00 | 43571.4583 | 0.07371 | 0.05908 | 2019-04-16 11:00 | 43571.4583 | 0.14032 | 0.09944
2019-04-16 12:00 | 43571.5 | 0.13975 | 0.059 | 2019-04-16 12:00 | 43571.5 | 0.12858 | 0.08922
2019-04-16 13:00 | 43571.5417 | 0.13892 | 0.05873 | 2019-04-16 13:00 | 43571.5417 | 0.07631 | 0.04211
2019-04-16 14:00 | 43571.5833 | 0.13734 | 0.05773 | 2019-04-16 14:00 | 43571.5833 | 0.07554 | 0.03964
2019-04-16 15:00 | 43571.625 | 0.1348 | 0.05598 | 2019-04-16 15:00 | 43571.625 | 0.10492 | 0.06538
2019-04-16 16:00 | 43571.6667 | 0.13443 | 0.05393 | 2019-04-16 16:00 | 43571.6667 | 0.15442 | 0.10729
2019-04-16 17:00 | 43571.7083 | 0.13466 | 0.05377 | 2019-04-16 17:00 | 43571.7083 | 0.19545 | 0.13797
2019-04-16 18:00 | 43571.75 | 0.13734 | 0.05376 | 2019-04-16 18:00 | 43571.75 | 0.23308 | 0.17836
2019-04-16 19:00 | 43571.7917 | 0.14043 | 0.05587 | 2019-04-16 19:00 | 43571.7917 | 0.25843 | 0.20478
2019-04-16 20:00 | 43571.8333 | 0.14133 | 0.05837 | 2019-04-16 20:00 | 43571.8333 | 0.25627 | 0.19918
2019-04-16 21:00 | 43571.875 | 0.13745 | 0.05908 | 2019-04-16 21:00 | 43571.875 | 0.23119 | 0.17525
2019-04-16 22:00 | 43571.9167 | 0.0656 | 0.05502 | 2019-04-16 22:00 | 43571.9167 | 0.2242 | 0.16632
2019-04-16 23:00 | 43571.9583 | 0.07293 | 0.05026 | 2019-04-16 23:00 | 43571.9583 | 0.22217 | 0.15853
2019-04-17 | 43572 | 0.06148 | 0.05532 | 2019-04-17 | 43572 | 0.20338 | 0.13896
2019-04-17 01:00 | 43572.0417 | 0.05495 | 0.04446 | 2019-04-17 01:00 | 43572.0417 | 0.19503 | 0.1281
2019-04-17 02:00 | 43572.0833 | 0.05445 | 0.03837 | 2019-04-17 02:00 | 43572.0833 | 0.19462 | 0.12309
2019-04-17 03:00 | 43572.125 | 0.05207 | 0.03723 | 2019-04-17 03:00 | 43572.125 | 0.20761 | 0.13323
2019-04-17 04:00 | 43572.1667 | 0.05491 | 0.03502 | 2019-04-17 04:00 | 43572.1667 | 0.21447 | 0.13885
2019-04-17 05:00 | 43572.2083 | 0.06372 | 0.03769 | 2019-04-17 05:00 | 43572.2083 | 0.21918 | 0.14437
2019-04-17 06:00 | 43572.25 | 0.06676 | 0.0464 | 2019-04-17 06:00 | 43572.25 | 0.24171 | 0.16545
2019-04-17 07:00 | 43572.2917 | 0.06708 | 0.05015 | 2019-04-17 07:00 | 43572.2917 | 0.20145 | 0.13275
2019-04-17 08:00 | 43572.3333 | 0.06725 | 0.05239 | 2019-04-17 08:00 | 43572.3333 | 0.15331 | 0.09971
2019-04-17 09:00 | 43572.375 | 0.06546 | 0.05308 | 2019-04-17 09:00 | 43572.375 | 0.11693 | 0.07542
2019-04-17 10:00 | 43572.4167 | 0.06265 | 0.05149 | 2019-04-17 10:00 | 43572.4167 | 0.10154 | 0.05962
2019-04-17 11:00 | 43572.4583 | 0.06059 | 0.04897 | 2019-04-17 11:00 | 43572.4583 | 0.0897 | 0.04962
2019-04-17 12:00 | 43572.5 | 0.1193 | 0.047 | 2019-04-17 12:00 | 43572.5 | 0.06317 | 0.02474
2019-04-17 13:00 | 43572.5417 | 0.11749 | 0.04032 | 2019-04-17 13:00 | 43572.5417 | 0.04671 | 0.01048
2019-04-17 14:00 | 43572.5833 | 0.11751 | 0.0384 | 2019-04-17 14:00 | 43572.5833 | 0.04069 | 0.00325
2019-04-17 15:00 | 43572.625 | 0.11817 | 0.03802 | 2019-04-17 15:00 | 43572.625 | 0.05795 | 0.01447
2019-04-17 16:00 | 43572.6667 | 0.12131 | 0.03877 | 2019-04-17 16:00 | 43572.6667 | 0.11748 | 0.06591
2019-04-17 17:00 | 43572.7083 | 0.12837 | 0.04172 | 2019-04-17 17:00 | 43572.7083 | 0.154 | 0.09966
2019-04-17 18:00 | 43572.75 | 0.13138 | 0.04797 | 2019-04-17 18:00 | 43572.75 | 0.23553 | 0.17971
2019-04-17 19:00 | 43572.7917 | 0.13874 | 0.05048 | 2019-04-17 19:00 | 43572.7917 | 0.24156 | 0.19077
2019-04-17 20:00 | 43572.8333 | 0.14158 | 0.05681 | 2019-04-17 20:00 | 43572.8333 | 0.23843 | 0.18876
2019-04-17 21:00 | 43572.875 | 0.14045 | 0.05924 | 2019-04-17 21:00 | 43572.875 | 0.21959 | 0.17057
2019-04-17 22:00 | 43572.9167 | 0.07272 | 0.05761 | 2019-04-17 22:00 | 43572.9167 | 0.20837 | 0.15722
2019-04-17 23:00 | 43572.9583 | 0.07736 | 0.05662 | 2019-04-17 23:00 | 43572.9583 | 0.15122 | 0.09561
2019-04-18 | 43573 | 0.07601 | 0.05907 | 2019-04-18 | 43573 | 0.14616 | 0.07989
2019-04-18 01:00 | 43573.0417 | 0.07469 | 0.05743 | 2019-04-18 01:00 | 43573.0417 | 0.15357 | 0.0831
2019-04-18 02:00 | 43573.0833 | 0.07464 | 0.05611 | 2019-04-18 02:00 | 43573.0833 | 0.15757 | 0.0793
2019-04-18 03:00 | 43573.125 | 0.07452 | 0.05594 | 2019-04-18 03:00 | 43573.125 | 0.16177 | 0.08369
2019-04-18 04:00 | 43573.1667 | 0.07526 | 0.05579 | 2019-04-18 04:00 | 43573.1667 | 0.16907 | 0.09129
2019-04-18 05:00 | 43573.2083 | 0.07358 | 0.05679 | 2019-04-18 05:00 | 43573.2083 | 0.16963 | 0.10015
2019-04-18 06:00 | 43573.25 | 0.07278 | 0.0563 | 2019-04-18 06:00 | 43573.25 | 0.17175 | 0.11191
2019-04-18 07:00 | 43573.2917 | 0.07092 | 0.05622 | 2019-04-18 07:00 | 43573.2917 | 0.19828 | 0.12005
2019-04-18 08:00 | 43573.3333 | 0.07388 | 0.05636 | 2019-04-18 08:00 | 43573.3333 | 0.19002 | 0.12148
2019-04-18 09:00 | 43573.375 | 0.07444 | 0.05743 | 2019-04-18 09:00 | 43573.375 | 0.21106 | 0.09718
2019-04-18 10:00 | 43573.4167 | 0.07324 | 0.05835 | 2019-04-18 10:00 | 43573.4167 | 0.19997 | 0.0896
2019-04-18 11:00 | 43573.4583 | 0.07124 | 0.05752 | 2019-04-18 11:00 | 43573.4583 | 0.20548 | 0.09554
2019-04-18 12:00 | 43573.5 | 0.13745 | 0.05739 | 2019-04-18 12:00 | 43573.5 | 0.17023 | 0.06271
2019-04-18 13:00 | 43573.5417 | 0.13733 | 0.05693 | 2019-04-18 13:00 | 43573.5417 | 0.10443 | 0.04476
2019-04-18 14:00 | 43573.5833 | 0.13281 | 0.05644 | 2019-04-18 14:00 | 43573.5833 | 0.12381 | 0.06019
2019-04-18 15:00 | 43573.625 | 0.12991 | 0.05168 | 2019-04-18 15:00 | 43573.625 | 0.14676 | 0.07968
2019-04-18 16:00 | 43573.6667 | 0.12867 | 0.04964 | 2019-04-18 16:00 | 43573.6667 | 0.13169 | 0.06286
2019-04-18 17:00 | 43573.7083 | 0.12885 | 0.04864 | 2019-04-18 17:00 | 43573.7083 | 0.18417 | 0.06751
2019-04-18 18:00 | 43573.75 | 0.12969 | 0.0486 | 2019-04-18 18:00 | 43573.75 | 0.21434 | 0.09572
2019-04-18 19:00 | 43573.7917 | 0.13355 | 0.04908 | 2019-04-18 19:00 | 43573.7917 | 0.32087 | 0.19571
2019-04-18 20:00 | 43573.8333 | 0.13888 | 0.0515 | 2019-04-18 20:00 | 43573.8333 | 0.34018 | 0.2194
2019-04-18 21:00 | 43573.875 | 0.13503 | 0.0565 | 2019-04-18 21:00 | 43573.875 | 0.25161 | 0.17671
2019-04-18 22:00 | 43573.9167 | 0.06769 | 0.05256 | 2019-04-18 22:00 | 43573.9167 | 0.22438 | 0.15069
2019-04-18 23:00 | 43573.9583 | 0.07095 | 0.05167 | 2019-04-18 23:00 | 43573.9583 | 0.16408 | 0.12054
2019-04-19 | 43574 | 0.05454 | 0.05238 | 2019-04-19 | 43574 | 0.13961 | 0.09417
2019-04-19 01:00 | 43574.0417 | 0.05232 | 0.0362 | 2019-04-19 01:00 | 43574.0417 | 0.13473 | 0.08761
2019-04-19 02:00 | 43574.0833 | 0.05087 | 0.034 | 2019-04-19 02:00 | 43574.0833 | 0.13758 | 0.08756
2019-04-19 03:00 | 43574.125 | 0.05 | 0.03246 | 2019-04-19 03:00 | 43574.125 | 0.13785 | 0.08756
2019-04-19 04:00 | 43574.1667 | 0.05183 | 0.03152 | 2019-04-19 04:00 | 43574.1667 | 0.13972 | 0.08991
2019-04-19 05:00 | 43574.2083 | 0.05607 | 0.03344 | 2019-04-19 05:00 | 43574.2083 | 0.18559 | 0.13471
2019-04-19 06:00 | 43574.25 | 0.05794 | 0.03798 | 2019-04-19 06:00 | 43574.25 | 0.20373 | 0.15516
2019-04-19 07:00 | 43574.2917 | 0.06051 | 0.0403 | 2019-04-19 07:00 | 43574.2917 | 0.24502 | 0.17009
2019-04-19 08:00 | 43574.3333 | 0.05959 | 0.04422 | 2019-04-19 08:00 | 43574.3333 | 0.22616 | 0.1595
2019-04-19 09:00 | 43574.375 | 0.05418 | 0.0428 | 2019-04-19 09:00 | 43574.375 | 0.26179 | 0.14941
2019-04-19 10:00 | 43574.4167 | 0.05136 | 0.03828 | 2019-04-19 10:00 | 43574.4167 | 0.24532 | 0.13503
2019-04-19 11:00 | 43574.4583 | 0.05014 | 0.03626 | 2019-04-19 11:00 | 43574.4583 | 0.22792 | 0.11971
2019-04-19 12:00 | 43574.5 | 0.115 | 0.03511 | 2019-04-19 12:00 | 43574.5 | 0.21225 | 0.10588
2019-04-19 13:00 | 43574.5417 | 0.10681 | 0.0339 | 2019-04-19 13:00 | 43574.5417 | 0.14698 | 0.08932
2019-04-19 14:00 | 43574.5833 | 0.10652 | 0.02565 | 2019-04-19 14:00 | 43574.5833 | 0.132 | 0.07471
2019-04-19 15:00 | 43574.625 | 0.10867 | 0.02466 | 2019-04-19 15:00 | 43574.625 | 0.11689 | 0.06071
2019-04-19 16:00 | 43574.6667 | 0.11136 | 0.02706 | 2019-04-19 16:00 | 43574.6667 | 0.11262 | 0.05486
2019-04-19 17:00 | 43574.7083 | 0.11794 | 0.02978 | 2019-04-19 17:00 | 43574.7083 | 0.17326 | 0.06395
2019-04-19 18:00 | 43574.75 | 0.11985 | 0.03568 | 2019-04-19 18:00 | 43574.75 | 0.19734 | 0.088
2019-04-19 19:00 | 43574.7917 | 0.1245 | 0.03797 | 2019-04-19 19:00 | 43574.7917 | 0.26198 | 0.14892
2019-04-19 20:00 | 43574.8333 | 0.12664 | 0.04279 | 2019-04-19 20:00 | 43574.8333 | 0.27069 | 0.15996
2019-04-19 21:00 | 43574.875 | 0.12635 | 0.04449 | 2019-04-19 21:00 | 43574.875 | 0.21472 | 0.14893
2019-04-19 22:00 | 43574.9167 | 0.05838 | 0.0437 | 2019-04-19 22:00 | 43574.9167 | 0.16093 | 0.09981
2019-04-19 23:00 | 43574.9583 | 0.05317 | 0.04177 | 2019-04-19 23:00 | 43574.9583 | 0.16623 | 0.1252
2019-04-20 | 43575 | 0.04989 | 0.03559 | 2019-04-20 | 43575 | 0.14229 | 0.10008
2019-04-20 01:00 | 43575.0417 | 0.04805 | 0.03173 | 2019-04-20 01:00 | 43575.0417 | 0.1225 | 0.08158
2019-04-20 02:00 | 43575.0833 | 0.04543 | 0.03022 | 2019-04-20 02:00 | 43575.0833 | 0.11393 | 0.07156
2019-04-20 03:00 | 43575.125 | 0.04396 | 0.02742 | 2019-04-20 03:00 | 43575.125 | 0.11937 | 0.07718
2019-04-20 04:00 | 43575.1667 | 0.04536 | 0.0259 | 2019-04-20 04:00 | 43575.1667 | 0.13112 | 0.08685
2019-04-20 05:00 | 43575.2083 | 0.04686 | 0.02726 | 2019-04-20 05:00 | 43575.2083 | 0.14011 | 0.09597
2019-04-20 06:00 | 43575.25 | 0.04814 | 0.02874 | 2019-04-20 06:00 | 43575.25 | 0.18997 | 0.14445
2019-04-20 07:00 | 43575.2917 | 0.0526 | 0.03017 | 2019-04-20 07:00 | 43575.2917 | 0.22022 | 0.14752
2019-04-20 08:00 | 43575.3333 | 0.05634 | 0.03503 | 2019-04-20 08:00 | 43575.3333 | 0.21135 | 0.14518
2019-04-20 09:00 | 43575.375 | 0.05366 | 0.03771 | 2019-04-20 09:00 | 43575.375 | 0.23623 | 0.12472
2019-04-20 10:00 | 43575.4167 | 0.05264 | 0.03661 | 2019-04-20 10:00 | 43575.4167 | 0.19251 | 0.08595
2019-04-20 11:00 | 43575.4583 | 0.0498 | 0.03657 | 2019-04-20 11:00 | 43575.4583 | 0.17359 | 0.06944
2019-04-20 12:00 | 43575.5 | 0.11405 | 0.03359 | 2019-04-20 12:00 | 43575.5 | 0.16291 | 0.06042
2019-04-20 13:00 | 43575.5417 | 0.10409 | 0.03178 | 2019-04-20 13:00 | 43575.5417 | 0.09256 | 0.0389
2019-04-20 14:00 | 43575.5833 | 0.10323 | 0.02238 | 2019-04-20 14:00 | 43575.5833 | 0.06083 | 0.01016
2019-04-20 15:00 | 43575.625 | 0.10577 | 0.02071 | 2019-04-20 15:00 | 43575.625 | 0.05728 | 0.00671
2019-04-20 16:00 | 43575.6667 | 0.10549 | 0.02257 | 2019-04-20 16:00 | 43575.6667 | 0.05809 | 0.00763
2019-04-20 17:00 | 43575.7083 | 0.11172 | 0.0228 | 2019-04-20 17:00 | 43575.7083 | 0.13767 | 0.03431
2019-04-20 18:00 | 43575.75 | 0.11369 | 0.02809 | 2019-04-20 18:00 | 43575.75 | 0.17638 | 0.06764
2019-04-20 19:00 | 43575.7917 | 0.11998 | 0.03118 | 2019-04-20 19:00 | 43575.7917 | 0.2162 | 0.10566
2019-04-20 20:00 | 43575.8333 | 0.13005 | 0.03886 | 2019-04-20 20:00 | 43575.8333 | 0.25835 | 0.14678
2019-04-20 21:00 | 43575.875 | 0.12433 | 0.04786 | 2019-04-20 21:00 | 43575.875 | 0.19034 | 0.12659
2019-04-20 22:00 | 43575.9167 | 0.05637 | 0.04258 | 2019-04-20 22:00 | 43575.9167 | 0.15586 | 0.09325
2019-04-20 23:00 | 43575.9583 | 0.05925 | 0.04121 | 2019-04-20 23:00 | 43575.9583 | 0.20068 | 0.15434
2019-04-21 | 43576 | 0.05369 | 0.03972 | 2019-04-21 | 43576 | 0.19392 | 0.14559
2019-04-21 01:00 | 43576.0417 | 0.04948 | 0.03379 | 2019-04-21 01:00 | 43576.0417 | 0.19605 | 0.14555
2019-04-21 02:00 | 43576.0833 | 0.04791 | 0.03011 | 2019-04-21 02:00 | 43576.0833 | 0.20278 | 0.14889
2019-04-21 03:00 | 43576.125 | 0.04972 | 0.0285 | 2019-04-21 03:00 | 43576.125 | 0.2096 | 0.15491
2019-04-21 04:00 | 43576.1667 | 0.05 | 0.02989 | 2019-04-21 04:00 | 43576.1667 | 0.22296 | 0.16671
2019-04-21 05:00 | 43576.2083 | 0.05362 | 0.03029 | 2019-04-21 05:00 | 43576.2083 | 0.22723 | 0.17329
2019-04-21 06:00 | 43576.25 | 0.05186 | 0.03343 | 2019-04-21 06:00 | 43576.25 | 0.25732 | 0.2035
2019-04-21 07:00 | 43576.2917 | 0.05401 | 0.03205 | 2019-04-21 07:00 | 43576.2917 | 0.29325 | 0.20918
2019-04-21 08:00 | 43576.3333 | 0.05944 | 0.03377 | 2019-04-21 08:00 | 43576.3333 | 0.2474 | 0.1767
2019-04-21 09:00 | 43576.375 | 0.05824 | 0.04018 | 2019-04-21 09:00 | 43576.375 | 0.27697 | 0.16112
2019-04-21 10:00 | 43576.4167 | 0.05745 | 0.04078 | 2019-04-21 10:00 | 43576.4167 | 0.2665 | 0.15289
2019-04-21 11:00 | 43576.4583 | 0.05699 | 0.04084 | 2019-04-21 11:00 | 43576.4583 | 0.26031 | 0.14708
2019-04-21 12:00 | 43576.5 | 0.12383 | 0.04031 | 2019-04-21 12:00 | 43576.5 | 0.25828 | 0.14475
2019-04-21 13:00 | 43576.5417 | 0.12346 | 0.04031 | 2019-04-21 13:00 | 43576.5417 | 0.16701 | 0.10405
2019-04-21 14:00 | 43576.5833 | 0.12083 | 0.03984 | 2019-04-21 14:00 | 43576.5833 | 0.16604 | 0.10115
2019-04-21 15:00 | 43576.625 | 0.11895 | 0.03706 | 2019-04-21 15:00 | 43576.625 | 0.16764 | 0.10183
2019-04-21 16:00 | 43576.6667 | 0.12085 | 0.0352 | 2019-04-21 16:00 | 43576.6667 | 0.19126 | 0.12345
2019-04-21 17:00 | 43576.7083 | 0.12524 | 0.03681 | 2019-04-21 17:00 | 43576.7083 | 0.27232 | 0.1545
2019-04-21 18:00 | 43576.75 | 0.12962 | 0.04074 | 2019-04-21 18:00 | 43576.75 | 0.29871 | 0.17778
2019-04-21 19:00 | 43576.7917 | 0.13355 | 0.04478 | 2019-04-21 19:00 | 43576.7917 | 0.34957 | 0.22332
2019-04-21 20:00 | 43576.8333 | 0.14373 | 0.04877 | 2019-04-21 20:00 | 43576.8333 | 0.34197 | 0.22015
2019-04-21 21:00 | 43576.875 | 0.14284 | 0.05841 | 2019-04-21 21:00 | 43576.875 | 0.2756 | 0.1995
2019-04-21 22:00 | 43576.9167 | 0.07457 | 0.05735 | 2019-04-21 22:00 | 43576.9167 | 0.26237 | 0.18752
2019-04-21 23:00 | 43576.9583 | 0.07856 | 0.05631 | 2019-04-21 23:00 | 43576.9583 | 0.26836 | 0.21469
2019-04-22 | 43577 | 0.075 | 0.05793 | 2019-04-22 | 43577 | 0.25542 | 0.19937
2019-04-22 01:00 | 43577.0417 | 0.07379 | 0.05482 | 2019-04-22 01:00 | 43577.0417 | 0.24121 | 0.18562
2019-04-22 02:00 | 43577.0833 | 0.07324 | 0.05337 | 2019-04-22 02:00 | 43577.0833 | 0.23388 | 0.17816
2019-04-22 03:00 | 43577.125 | 0.07294 | 0.05272 | 2019-04-22 03:00 | 43577.125 | 0.23061 | 0.175
2019-04-22 04:00 | 43577.1667 | 0.07243 | 0.05252 | 2019-04-22 04:00 | 43577.1667 | 0.24668 | 0.18804
2019-04-22 05:00 | 43577.2083 | 0.07295 | 0.05273 | 2019-04-22 05:00 | 43577.2083 | 0.27658 | 0.21708
2019-04-22 06:00 | 43577.25 | 0.07404 | 0.05373 | 2019-04-22 06:00 | 43577.25 | 0.29823 | 0.23961
2019-04-22 07:00 | 43577.2917 | 0.07351 | 0.05576 | 2019-04-22 07:00 | 43577.2917 | 0.33392 | 0.24381
2019-04-22 08:00 | 43577.3333 | 0.07413 | 0.05694 | 2019-04-22 08:00 | 43577.3333 | 0.29574 | 0.22049
2019-04-22 09:00 | 43577.375 | 0.07377 | 0.05837 | 2019-04-22 09:00 | 43577.375 | 0.35119 | 0.22845
2019-04-22 10:00 | 43577.4167 | 0.07325 | 0.05843 | 2019-04-22 10:00 | 43577.4167 | 0.32822 | 0.21074
2019-04-22 11:00 | 43577.4583 | 0.07295 | 0.0581 | 2019-04-22 11:00 | 43577.4583 | 0.32414 | 0.20728
2019-04-22 12:00 | 43577.5 | 0.13918 | 0.05791 | 2019-04-22 12:00 | 43577.5 | 0.32264 | 0.20647
2019-04-22 13:00 | 43577.5417 | 0.1375 | 0.05717 | 2019-04-22 13:00 | 43577.5417 | 0.27585 | 0.20403
2019-04-22 14:00 | 43577.5833 | 0.13601 | 0.05533 | 2019-04-22 14:00 | 43577.5833 | 0.27714 | 0.20155
2019-04-22 15:00 | 43577.625 | 0.13276 | 0.05354 | 2019-04-22 15:00 | 43577.625 | 0.27883 | 0.20155
2019-04-22 16:00 | 43577.6667 | 0.13243 | 0.05074 | 2019-04-22 16:00 | 43577.6667 | 0.27887 | 0.20094
2019-04-22 17:00 | 43577.7083 | 0.13337 | 0.05047 | 2019-04-22 17:00 | 43577.7083 | 0.328 | 0.20598
2019-04-22 18:00 | 43577.75 | 0.13529 | 0.05117 | 2019-04-22 18:00 | 43577.75 | 0.3331 | 0.20909
2019-04-22 19:00 | 43577.7917 | 0.1397 | 0.0526 | 2019-04-22 19:00 | 43577.7917 | 0.33272 | 0.20968
2019-04-22 20:00 | 43577.8333 | 0.1434 | 0.05527 | 2019-04-22 20:00 | 43577.8333 | 0.33534 | 0.21506
2019-04-22 21:00 | 43577.875 | 0.14122 | 0.05852 | 2019-04-22 21:00 | 43577.875 | 0.28627 | 0.20957
2019-04-22 22:00 | 43577.9167 | 0.07097 | 0.05566 | 2019-04-22 22:00 | 43577.9167 | 0.27392 | 0.19845
2019-04-22 23:00 | 43577.9583 | 0.06494 | 0.05358 | 2019-04-22 23:00 | 43577.9583 | 0.22821 | 0.1799
2019-04-23 | 43578 | 0.05849 | 0.04701 | 2019-04-23 | 43578 | 0.22419 | 0.17286
2019-04-23 01:00 | 43578.0417 | 0.05682 | 0.0404 | 2019-04-23 01:00 | 43578.0417 | 0.22273 | 0.16751
2019-04-23 02:00 | 43578.0833 | 0.05376 | 0.03921 | 2019-04-23 02:00 | 43578.0833 | 0.1976 | 0.14147
2019-04-23 03:00 | 43578.125 | 0.05142 | 0.03589 | 2019-04-23 03:00 | 43578.125 | 0.18003 | 0.12556
2019-04-23 04:00 | 43578.1667 | 0.05578 | 0.03377 | 2019-04-23 04:00 | 43578.1667 | 0.17574 | 0.12141
2019-04-23 05:00 | 43578.2083 | 0.05894 | 0.03727 | 2019-04-23 05:00 | 43578.2083 | 0.18924 | 0.1347
2019-04-23 06:00 | 43578.25 | 0.0714 | 0.04087 | 2019-04-23 06:00 | 43578.25 | 0.17098 | 0.11968
2019-04-23 07:00 | 43578.2917 | 0.07166 | 0.05371 | 2019-04-23 07:00 | 43578.2917 | 0.12726 | 0.0864
2019-04-23 08:00 | 43578.3333 | 0.07382 | 0.05594 | 2019-04-23 08:00 | 43578.3333 | 0.10691 | 0.07173
2019-04-23 09:00 | 43578.375 | 0.07343 | 0.05832 | 2019-04-23 09:00 | 43578.375 | 0.08637 | 0.0551
2019-04-23 10:00 | 43578.4167 | 0.07133 | 0.05839 | 2019-04-23 10:00 | 43578.4167 | 0.02891 | 0.00431
2019-04-23 11:00 | 43578.4583 | 0.07037 | 0.05661 | 2019-04-23 11:00 | 43578.4583 | 0.02672 | 0.00326
2019-04-23 12:00 | 43578.5 | 0.13571 | 0.0557 | 2019-04-23 12:00 | 43578.5 | 0.02666 | 0.00326
2019-04-23 13:00 | 43578.5417 | 0.13377 | 0.05455 | 2019-04-23 13:00 | 43578.5417 | 0.02699 | 0.00326
2019-04-23 14:00 | 43578.5833 | 0.1299 | 0.05263 | 2019-04-23 14:00 | 43578.5833 | 0.02519 | 0.00082
2019-04-23 15:00 | 43578.625 | 0.12567 | 0.04884 | 2019-04-23 15:00 | 43578.625 | 0.02599 | 0.00082
2019-04-23 16:00 | 43578.6667 | 0.12507 | 0.04506 | 2019-04-23 16:00 | 43578.6667 | 0.02602 | 0.00082
2019-04-23 17:00 | 43578.7083 | 0.12532 | 0.04451 | 2019-04-23 17:00 | 43578.7083 | 0.03269 | 0.00321
2019-04-23 18:00 | 43578.75 | 0.13007 | 0.04466 | 2019-04-23 18:00 | 43578.75 | 0.05018 | 0.01865
2019-04-23 19:00 | 43578.7917 | 0.13666 | 0.04878 | 2019-04-23 19:00 | 43578.7917 | 0.16539 | 0.11966
2019-04-23 20:00 | 43578.8333 | 0.1416 | 0.05413 | 2019-04-23 20:00 | 43578.8333 | 0.21819 | 0.17286
2019-04-23 21:00 | 43578.875 | 0.13797 | 0.05858 | 2019-04-23 21:00 | 43578.875 | 0.23124 | 0.18219
2019-04-23 22:00 | 43578.9167 | 0.06834 | 0.05501 | 2019-04-23 22:00 | 43578.9167 | 0.21892 | 0.17005
2019-04-23 23:00 | 43578.9583 | 0.05717 | 0.05215 | 2019-04-23 23:00 | 43578.9583 | 0.19673 | 0.1441
2019-04-24 | 43579 | 0.05453 | 0.04023 | 2019-04-24 | 43579 | 0.17009 | 0.11588
2019-04-24 01:00 | 43579.0417 | 0.05163 | 0.03755 | 2019-04-24 01:00 | 43579.0417 | 0.17001 | 0.11276
2019-04-24 02:00 | 43579.0833 | 0.04671 | 0.03475 | 2019-04-24 02:00 | 43579.0833 | 0.17031 | 0.10841
2019-04-24 03:00 | 43579.125 | 0.04392 | 0.02963 | 2019-04-24 03:00 | 43579.125 | 0.16445 | 0.10224
2019-04-24 04:00 | 43579.1667 | 0.04642 | 0.02714 | 2019-04-24 04:00 | 43579.1667 | 0.17676 | 0.11283
2019-04-24 05:00 | 43579.2083 | 0.05644 | 0.02911 | 2019-04-24 05:00 | 43579.2083 | 0.19459 | 0.12975
2019-04-24 06:00 | 43579.25 | 0.06704 | 0.03907 | 2019-04-24 06:00 | 43579.25 | 0.20122 | 0.13673
2019-04-24 07:00 | 43579.2917 | 0.07002 | 0.05011 | 2019-04-24 07:00 | 43579.2917 | 0.21843 | 0.15371
2019-04-24 08:00 | 43579.3333 | 0.0691 | 0.05449 | 2019-04-24 08:00 | 43579.3333 | 0.20435 | 0.14972
2019-04-24 09:00 | 43579.375 | 0.06764 | 0.0545 | 2019-04-24 09:00 | 43579.375 | 0.16467 | 0.11971
2019-04-24 10:00 | 43579.4167 | 0.06388 | 0.05325 | 2019-04-24 10:00 | 43579.4167 | 0.15221 | 0.10966
2019-04-24 11:00 | 43579.4583 | 0.05941 | 0.04986 | 2019-04-24 11:00 | 43579.4583 | 0.15579 | 0.1127
2019-04-24 12:00 | 43579.5 | 0.119 | 0.04583 | 2019-04-24 12:00 | 43579.5 | 0.175 | 0.12975
2019-04-24 13:00 | 43579.5417 | 0.11484 | 0.03954 | 2019-04-24 13:00 | 43579.5417 | 0.16052 | 0.11666
2019-04-24 14:00 | 43579.5833 | 0.1141 | 0.03539 | 2019-04-24 14:00 | 43579.5833 | 0.15393 | 0.10813
2019-04-24 15:00 | 43579.625 | 0.111 | 0.03435 | 2019-04-24 15:00 | 43579.625 | 0.14895 | 0.10183
2019-04-24 16:00 | 43579.6667 | 0.11105 | 0.03157 | 2019-04-24 16:00 | 43579.6667 | 0.16127 | 0.11288
2019-04-24 17:00 | 43579.7083 | 0.11442 | 0.03156 | 2019-04-24 17:00 | 43579.7083 | 0.22135 | 0.16472
2019-04-24 18:00 | 43579.75 | 0.12026 | 0.03455 | 2019-04-24 18:00 | 43579.75 | 0.25689 | 0.19808
2019-04-24 19:00 | 43579.7917 | 0.12315 | 0.03987 | 2019-04-24 19:00 | 43579.7917 | 0.28074 | 0.22442
2019-04-24 20:00 | 43579.8333 | 0.13115 | 0.04244 | 2019-04-24 20:00 | 43579.8333 | 0.31281 | 0.25675
2019-04-24 21:00 | 43579.875 | 0.12071 | 0.04966 | 2019-04-24 21:00 | 43579.875 | 0.31268 | 0.25471
2019-04-24 22:00 | 43579.9167 | 0.04824 | 0.03933 | 2019-04-24 22:00 | 43579.9167 | 0.30246 | 0.24519
2019-04-24 23:00 | 43579.9583 | 0.04515 | 0.03326 | 2019-04-24 23:00 | 43579.9583 | 0.33001 | 0.26604
2019-04-25 | 43580 | 0.04199 | 0.02873 | 2019-04-25 | 43580 | 0.32822 | 0.25895
2019-04-25 01:00 | 43580.0417 | 0.0271 | 0.02582 | 2019-04-25 01:00 | 43580.0417 | 0.31822 | 0.2468
2019-04-25 02:00 | 43580.0833 | 0.02092 | 0.01237 | 2019-04-25 02:00 | 43580.0833 | 0.30811 | 0.23753
2019-04-25 03:00 | 43580.125 | 0.01954 | 0.00521 | 2019-04-25 03:00 | 43580.125 | 0.30113 | 0.23163
2019-04-25 04:00 | 43580.1667 | 0.02074 | 0.00457 | 2019-04-25 04:00 | 43580.1667 | 0.29716 | 0.2302
2019-04-25 05:00 | 43580.2083 | 0.03577 | 0.00526 | 2019-04-25 05:00 | 43580.2083 | 0.29963 | 0.23694
2019-04-25 06:00 | 43580.25 | 0.04577 | 0.01933 | 2019-04-25 06:00 | 43580.25 | 0.32459 | 0.26158
2019-04-25 07:00 | 43580.2917 | 0.05303 | 0.02992 | 2019-04-25 07:00 | 43580.2917 | 0.3697 | 0.27218
2019-04-25 08:00 | 43580.3333 | 0.05629 | 0.03899 | 2019-04-25 08:00 | 43580.3333 | 0.31855 | 0.23848
2019-04-25 09:00 | 43580.375 | 0.05366 | 0.04277 | 2019-04-25 09:00 | 43580.375 | 0.34368 | 0.22146
2019-04-25 10:00 | 43580.4167 | 0.05171 | 0.0406 | 2019-04-25 10:00 | 43580.4167 | 0.32084 | 0.20431
2019-04-25 11:00 | 43580.4583 | 0.04811 | 0.03891 | 2019-04-25 11:00 | 43580.4583 | 0.29552 | 0.18259
2019-04-25 12:00 | 43580.5 | 0.11044 | 0.03544 | 2019-04-25 12:00 | 43580.5 | 0.29155 | 0.18035
2019-04-25 13:00 | 43580.5417 | 0.10911 | 0.03177 | 2019-04-25 13:00 | 43580.5417 | 0.23941 | 0.17404
2019-04-25 14:00 | 43580.5833 | 0.10602 | 0.03022 | 2019-04-25 14:00 | 43580.5833 | 0.23846 | 0.1702
2019-04-25 15:00 | 43580.625 | 0.10559 | 0.02707 | 2019-04-25 15:00 | 43580.625 | 0.24066 | 0.17091
2019-04-25 16:00 | 43580.6667 | 0.10425 | 0.0267 | 2019-04-25 16:00 | 43580.6667 | 0.25319 | 0.18064
2019-04-25 17:00 | 43580.7083 | 0.11175 | 0.02541 | 2019-04-25 17:00 | 43580.7083 | 0.33113 | 0.20807
2019-04-25 18:00 | 43580.75 | 0.11798 | 0.03209 | 2019-04-25 18:00 | 43580.75 | 0.36009 | 0.23205
2019-04-25 19:00 | 43580.7917 | 0.1212 | 0.03781 | 2019-04-25 19:00 | 43580.7917 | 0.40874 | 0.2757
2019-04-25 20:00 | 43580.8333 | 0.1272 | 0.04057 | 2019-04-25 20:00 | 43580.8333 | 0.3918 | 0.2649
2019-04-25 21:00 | 43580.875 | 0.12347 | 0.04613 | 2019-04-25 21:00 | 43580.875 | 0.33737 | 0.25371
2019-04-25 22:00 | 43580.9167 | 0.05415 | 0.04194 | 2019-04-25 22:00 | 43580.9167 | 0.31561 | 0.23262
2019-04-25 23:00 | 43580.9583 | 0.05293 | 0.03877 | 2019-04-25 23:00 | 43580.9583 | 0.29298 | 0.23726
2019-04-26 | 43581 | 0.05096 | 0.03658 | 2019-04-26 | 43581 | 0.29077 | 0.2305
2019-04-26 01:00 | 43581.0417 | 0.0478 | 0.03477 | 2019-04-26 01:00 | 43581.0417 | 0.28144 | 0.22107
2019-04-26 02:00 | 43581.0833 | 0.0439 | 0.03192 | 2019-04-26 02:00 | 43581.0833 | 0.26981 | 0.21036
2019-04-26 03:00 | 43581.125 | 0.04164 | 0.02775 | 2019-04-26 03:00 | 43581.125 | 0.27373 | 0.21314
2019-04-26 04:00 | 43581.1667 | 0.04681 | 0.02554 | 2019-04-26 04:00 | 43581.1667 | 0.29432 | 0.23159
2019-04-26 05:00 | 43581.2083 | 0.05808 | 0.02992 | 2019-04-26 05:00 | 43581.2083 | 0.3132 | 0.25063
2019-04-26 06:00 | 43581.25 | 0.06975 | 0.04108 | 2019-04-26 06:00 | 43581.25 | 0.31492 | 0.25545
2019-04-26 07:00 | 43581.2917 | 0.07169 | 0.05257 | 2019-04-26 07:00 | 43581.2917 | 0.34784 | 0.25585
2019-04-26 08:00 | 43581.3333 | 0.06982 | 0.05615 | 2019-04-26 08:00 | 43581.3333 | 0.3262 | 0.24589
2019-04-26 09:00 | 43581.375 | 0.06853 | 0.0557 | 2019-04-26 09:00 | 43581.375 | 0.36281 | 0.23761
2019-04-26 10:00 | 43581.4167 | 0.06777 | 0.05479 | 2019-04-26 10:00 | 43581.4167 | 0.3498 | 0.22843
2019-04-26 11:00 | 43581.4583 | 0.06853 | 0.05409 | 2019-04-26 11:00 | 43581.4583 | 0.34218 | 0.22271
2019-04-26 12:00 | 43581.5 | 0.13503 | 0.05475 | 2019-04-26 12:00 | 43581.5 | 0.33129 | 0.21471
2019-04-26 13:00 | 43581.5417 | 0.13494 | 0.05459 | 2019-04-26 13:00 | 43581.5417 | 0.27556 | 0.20524
2019-04-26 14:00 | 43581.5833 | 0.13493 | 0.05411 | 2019-04-26 14:00 | 43581.5833 | 0.27896 | 0.20471
2019-04-26 15:00 | 43581.625 | 0.13436 | 0.0536 | 2019-04-26 15:00 | 43581.625 | 0.28317 | 0.20697
2019-04-26 16:00 | 43581.6667 | 0.13478 | 0.05311 | 2019-04-26 16:00 | 43581.6667 | 0.3034 | 0.22271
2019-04-26 17:00 | 43581.7083 | 0.13508 | 0.05363 | 2019-04-26 17:00 | 43581.7083 | 0.35522 | 0.22897
2019-04-26 18:00 | 43581.75 | 0.13606 | 0.0539 | 2019-04-26 18:00 | 43581.75 | 0.37182 | 0.24149
2019-04-26 19:00 | 43581.7917 | 0.14155 | 0.05453 | 2019-04-26 19:00 | 43581.7917 | 0.39756 | 0.26495
2019-04-26 20:00 | 43581.8333 | 0.14806 | 0.05685 | 2019-04-26 20:00 | 43581.8333 | 0.39734 | 0.2698
2019-04-26 21:00 | 43581.875 | 0.14404 | 0.06051 | 2019-04-26 21:00 | 43581.875 | 0.33867 | 0.25485
2019-04-26 22:00 | 43581.9167 | 0.07361 | 0.05843 | 2019-04-26 22:00 | 43581.9167 | 0.33048 | 0.24557
2019-04-26 23:00 | 43581.9583 | 0.07671 | 0.05733 | 2019-04-26 23:00 | 43581.9583 | 0.26338 | 0.21167
2019-04-27 | 43582 | 0.07503 | 0.05815 | 2019-04-27 | 43582 | 0.25911 | 0.20471
2019-04-27 01:00 | 43582.0417 | 0.07422 | 0.05636 | 2019-04-27 01:00 | 43582.0417 | 0.25121 | 0.19606
2019-04-27 02:00 | 43582.0833 | 0.0762 | 0.0552 | 2019-04-27 02:00 | 43582.0833 | 0.25017 | 0.19423
2019-04-27 03:00 | 43582.125 | 0.07543 | 0.05608 | 2019-04-27 03:00 | 43582.125 | 0.25275 | 0.19708
2019-04-27 04:00 | 43582.1667 | 0.07442 | 0.05532 | 2019-04-27 04:00 | 43582.1667 | 0.2668 | 0.20952
2019-04-27 05:00 | 43582.2083 | 0.07393 | 0.05455 | 2019-04-27 05:00 | 43582.2083 | 0.30294 | 0.24268
2019-04-27 06:00 | 43582.25 | 0.07445 | 0.0548 | 2019-04-27 06:00 | 43582.25 | 0.3144 | 0.25466
2019-04-27 07:00 | 43582.2917 | 0.07317 | 0.05548 | 2019-04-27 07:00 | 43582.2917 | 0.36044 | 0.26569
2019-04-27 08:00 | 43582.3333 | 0.07372 | 0.05533 | 2019-04-27 08:00 | 43582.3333 | 0.33417 | 0.2524
2019-04-27 09:00 | 43582.375 | 0.07248 | 0.05703 | 2019-04-27 09:00 | 43582.375 | 0.36007 | 0.23499
2019-04-27 10:00 | 43582.4167 | 0.07161 | 0.05634 | 2019-04-27 10:00 | 43582.4167 | 0.33539 | 0.21634
2019-04-27 11:00 | 43582.4583 | 0.07141 | 0.05571 | 2019-04-27 11:00 | 43582.4583 | 0.32389 | 0.20726
2019-04-27 12:00 | 43582.5 | 0.1386 | 0.05554 | 2019-04-27 12:00 | 43582.5 | 0.31396 | 0.20023
2019-04-27 13:00 | 43582.5417 | 0.13822 | 0.05531 | 2019-04-27 13:00 | 43582.5417 | 0.2604 | 0.19283
2019-04-27 14:00 | 43582.5833 | 0.13768 | 0.05474 | 2019-04-27 14:00 | 43582.5833 | 0.26132 | 0.19047
2019-04-27 15:00 | 43582.625 | 0.13601 | 0.05367 | 2019-04-27 15:00 | 43582.625 | 0.26323 | 0.19085
2019-04-27 16:00 | 43582.6667 | 0.13559 | 0.05223 | 2019-04-27 16:00 | 43582.6667 | 0.2827 | 0.20599
2019-04-27 17:00 | 43582.7083 | 0.13636 | 0.05212 | 2019-04-27 17:00 | 43582.7083 | 0.34861 | 0.22313
2019-04-27 18:00 | 43582.75 | 0.13873 | 0.05283 | 2019-04-27 18:00 | 43582.75 | 0.3633 | 0.23472
2019-04-27 19:00 | 43582.7917 | 0.14106 | 0.05475 | 2019-04-27 19:00 | 43582.7917 | 0.38338 | 0.25362
2019-04-27 20:00 | 43582.8333 | 0.1454 | 0.05641 | 2019-04-27 20:00 | 43582.8333 | 0.38031 | 0.25449
2019-04-27 21:00 | 43582.875 | 0.14395 | 0.05907 | 2019-04-27 21:00 | 43582.875 | 0.31489 | 0.23487
2019-04-27 22:00 | 43582.9167 | 0.07421 | 0.05742 | 2019-04-27 22:00 | 43582.9167 | 0.30443 | 0.2245
2019-04-27 23:00 | 43582.9583 | 0.07619 | 0.05629 | 2019-04-27 23:00 | 43582.9583 | 0.27209 | 0.21865
2019-04-28 | 43583 | 0.07356 | 0.05595 | 2019-04-28 | 43583 | 0.26035 | 0.2055
2019-04-28 01:00 | 43583.0417 | 0.0729 | 0.05329 | 2019-04-28 01:00 | 43583.0417 | 0.2537 | 0.19742
2019-04-28 02:00 | 43583.0833 | 0.07015 | 0.05218 | 2019-04-28 02:00 | 43583.0833 | 0.26065 | 0.20192
2019-04-28 03:00 | 43583.125 | 0.07102 | 0.04968 | 2019-04-28 03:00 | 43583.125 | 0.2595 | 0.20092
2019-04-28 04:00 | 43583.1667 | 0.07091 | 0.05016 | 2019-04-28 04:00 | 43583.1667 | 0.27858 | 0.21774
2019-04-28 05:00 | 43583.2083 | 0.07032 | 0.05026 | 2019-04-28 05:00 | 43583.2083 | 0.31208 | 0.24937
2019-04-28 06:00 | 43583.25 | 0.07001 | 0.05004 | 2019-04-28 06:00 | 43583.25 | 0.32546 | 0.26284
2019-04-28 07:00 | 43583.2917 | 0.06852 | 0.0499 | 2019-04-28 07:00 | 43583.2917 | 0.36184 | 0.26686
2019-04-28 08:00 | 43583.3333 | 0.07112 | 0.04922 | 2019-04-28 08:00 | 43583.3333 | 0.33292 | 0.25079
2019-04-28 09:00 | 43583.375 | 0.07049 | 0.0521 | 2019-04-28 09:00 | 43583.375 | 0.34762 | 0.22464
2019-04-28 10:00 | 43583.4167 | 0.07002 | 0.0523 | 2019-04-28 10:00 | 43583.4167 | 0.33278 | 0.2143
2019-04-28 11:00 | 43583.4583 | 0.07062 | 0.05269 | 2019-04-28 11:00 | 43583.4583 | 0.32407 | 0.20744
2019-04-28 12:00 | 43583.5 | 0.13777 | 0.05327 | 2019-04-28 12:00 | 43583.5 | 0.31381 | 0.19953
2019-04-28 13:00 | 43583.5417 | 0.13747 | 0.05327 | 2019-04-28 13:00 | 43583.5417 | 0.26532 | 0.19645
2019-04-28 14:00 | 43583.5833 | 0.13589 | 0.05269 | 2019-04-28 14:00 | 43583.5833 | 0.26839 | 0.19553
2019-04-28 15:00 | 43583.625 | 0.1338 | 0.05053 | 2019-04-28 15:00 | 43583.625 | 0.27057 | 0.19635
2019-04-28 16:00 | 43583.6667 | 0.13283 | 0.04856 | 2019-04-28 16:00 | 43583.6667 | 0.29567 | 0.2168
2019-04-28 17:00 | 43583.7083 | 0.13063 | 0.04758 | 2019-04-28 17:00 | 43583.7083 | 0.35358 | 0.22872
2019-04-28 18:00 | 43583.75 | 0.13412 | 0.04679 | 2019-04-28 18:00 | 43583.75 | 0.36731 | 0.23932
2019-04-28 19:00 | 43583.7917 | 0.14229 | 0.0498 | 2019-04-28 19:00 | 43583.7917 | 0.38366 | 0.25353
2019-04-28 20:00 | 43583.8333 | 0.14728 | 0.05527 | 2019-04-28 20:00 | 43583.8333 | 0.39561 | 0.26722
2019-04-28 21:00 | 43583.875 | 0.14675 | 0.0593 | 2019-04-28 21:00 | 43583.875 | 0.33327 | 0.24953
2019-04-28 22:00 | 43583.9167 | 0.0739 | 0.0588 | 2019-04-28 22:00 | 43583.9167 | 0.30117 | 0.22191
2019-04-28 23:00 | 43583.9583 | 0.07657 | 0.05632 | 2019-04-28 23:00 | 43583.9583 | 0.25496 | 0.2049
2019-04-29 | 43584 | 0.07461 | 0.05699 | 2019-04-29 | 43584 | 0.25529 | 0.20193
2019-04-29 01:00 | 43584.0417 | 0.07073 | 0.05541 | 2019-04-29 01:00 | 43584.0417 | 0.25676 | 0.20104
2019-04-29 02:00 | 43584.0833 | 0.07088 | 0.05184 | 2019-04-29 02:00 | 43584.0833 | 0.25882 | 0.20161
2019-04-29 03:00 | 43584.125 | 0.07353 | 0.05193 | 2019-04-29 03:00 | 43584.125 | 0.26132 | 0.20329
2019-04-29 04:00 | 43584.1667 | 0.07567 | 0.05434 | 2019-04-29 04:00 | 43584.1667 | 0.27057 | 0.21281
2019-04-29 05:00 | 43584.2083 | 0.07774 | 0.05643 | 2019-04-29 05:00 | 43584.2083 | 0.28816 | 0.22889
2019-04-29 06:00 | 43584.25 | 0.0771 | 0.05878 | 2019-04-29 06:00 | 43584.25 | 0.303 | 0.24434
2019-04-29 07:00 | 43584.2917 | 0.07576 | 0.05861 | 2019-04-29 07:00 | 43584.2917 | 0.33866 | 0.24777
2019-04-29 08:00 | 43584.3333 | 0.07581 | 0.05901 | 2019-04-29 08:00 | 43584.3333 | 0.31131 | 0.23361
2019-04-29 09:00 | 43584.375 | 0.07444 | 0.05968 | 2019-04-29 09:00 | 43584.375 | 0.33139 | 0.21198
2019-04-29 10:00 | 43584.4167 | 0.07423 | 0.05922 | 2019-04-29 10:00 | 43584.4167 | 0.31953 | 0.20344
2019-04-29 11:00 | 43584.4583 | 0.07425 | 0.05915 | 2019-04-29 11:00 | 43584.4583 | 0.30827 | 0.19396
2019-04-29 12:00 | 43584.5 | 0.14111 | 0.05918 | 2019-04-29 12:00 | 43584.5 | 0.30314 | 0.19022
2019-04-29 13:00 | 43584.5417 | 0.14084 | 0.05895 | 2019-04-29 13:00 | 43584.5417 | 0.25306 | 0.18541
2019-04-29 14:00 | 43584.5833 | 0.14034 | 0.05835 | 2019-04-29 14:00 | 43584.5833 | 0.25681 | 0.18529
2019-04-29 15:00 | 43584.625 | 0.13975 | 0.05758 | 2019-04-29 15:00 | 43584.625 | 0.2687 | 0.19388
2019-04-29 16:00 | 43584.6667 | 0.13921 | 0.05717 | 2019-04-29 16:00 | 43584.6667 | 0.27793 | 0.20093
2019-04-29 17:00 | 43584.7083 | 0.13926 | 0.05683 | 2019-04-29 17:00 | 43584.7083 | 0.32563 | 0.2039
2019-04-29 18:00 | 43584.75 | 0.14057 | 0.05667 | 2019-04-29 18:00 | 43584.75 | 0.34344 | 0.2178
2019-04-29 19:00 | 43584.7917 | 0.14378 | 0.05742 | 2019-04-29 19:00 | 43584.7917 | 0.38163 | 0.24972
2019-04-29 20:00 | 43584.8333 | 0.14519 | 0.05897 | 2019-04-29 20:00 | 43584.8333 | 0.38138 | 0.25444
2019-04-29 21:00 | 43584.875 | 0.14366 | 0.06014 | 2019-04-29 21:00 | 43584.875 | 0.32334 | 0.24083
2019-04-29 22:00 | 43584.9167 | 0.07635 | 0.05884 | 2019-04-29 22:00 | 43584.9167 | 0.29842 | 0.22041
2019-04-29 23:00 | 43584.9583 | 0.07673 | 0.05846 | 2019-04-29 23:00 | 43584.9583 | 0.25498 | 0.20445
2019-04-30 | 43585 | 0.07671 | 0.05886 | 2019-04-30 | 43585 | 0.24169 | 0.18873
2019-04-30 01:00 | 43585.0417 | 0.07664 | 0.05847 | 2019-04-30 01:00 | 43585.0417 | 0.2455 | 0.18923
2019-04-30 02:00 | 43585.0833 | 0.07689 | 0.05815 | 2019-04-30 02:00 | 43585.0833 | 0.2464 | 0.18688
2019-04-30 03:00 | 43585.125 | 0.07699 | 0.05814 | 2019-04-30 03:00 | 43585.125 | 0.25004 | 0.18929
2019-04-30 04:00 | 43585.1667 | 0.07748 | 0.05831 | 2019-04-30 04:00 | 43585.1667 | 0.25485 | 0.194
2019-04-30 05:00 | 43585.2083 | 0.07715 | 0.05892 | 2019-04-30 05:00 | 43585.2083 | 0.26002 | 0.20024
2019-04-30 06:00 | 43585.25 | 0.0776 | 0.05921 | 2019-04-30 06:00 | 43585.25 | 0.26527 | 0.20598
2019-04-30 07:00 | 43585.2917 | 0.07767 | 0.05895 | 2019-04-30 07:00 | 43585.2917 | 0.26729 | 0.20943
2019-04-30 08:00 | 43585.3333 | 0.07718 | 0.05985 | 2019-04-30 08:00 | 43585.3333 | 0.24269 | 0.19521
2019-04-30 09:00 | 43585.375 | 0.07519 | 0.06018 | 2019-04-30 09:00 | 43585.375 | 0.22001 | 0.17784
2019-04-30 10:00 | 43585.4167 | 0.07426 | 0.05941 | 2019-04-30 10:00 | 43585.4167 | 0.21586 | 0.1749
2019-04-30 11:00 | 43585.4583 | 0.07426 | 0.05923 | 2019-04-30 11:00 | 43585.4583 | 0.21628 | 0.17471
2019-04-30 12:00 | 43585.5 | 0.14047 | 0.05927 | 2019-04-30 12:00 | 43585.5 | 0.21354 | 0.17265
2019-04-30 13:00 | 43585.5417 | 0.14013 | 0.05908 | 2019-04-30 13:00 | 43585.5417 | 0.2064 | 0.166
2019-04-30 14:00 | 43585.5833 | 0.14037 | 0.05856 | 2019-04-30 14:00 | 43585.5833 | 0.20075 | 0.1593
2019-04-30 15:00 | 43585.625 | 0.13911 | 0.05844 | 2019-04-30 15:00 | 43585.625 | 0.18623 | 0.14477
2019-04-30 16:00 | 43585.6667 | 0.13754 | 0.05744 | 2019-04-30 16:00 | 43585.6667 | 0.17907 | 0.13796
2019-04-30 17:00 | 43585.7083 | 0.13703 | 0.05618 | 2019-04-30 17:00 | 43585.7083 | 0.2124 | 0.16396
2019-04-30 18:00 | 43585.75 | 0.13943 | 0.05566 | 2019-04-30 18:00 | 43585.75 | 0.22428 | 0.1747
2019-04-30 19:00 | 43585.7917 | 0.14229 | 0.05688 | 2019-04-30 19:00 | 43585.7917 | 0.26597 | 0.21171
2019-04-30 20:00 | 43585.8333 | 0.14378 | 0.05843 | 2019-04-30 20:00 | 43585.8333 | 0.28465 | 0.23172
2019-04-30 21:00 | 43585.875 | 0.14226 | 0.05969 | 2019-04-30 21:00 | 43585.875 | 0.26978 | 0.21821
2019-04-30 22:00 | 43585.9167 | 0.07526 | 0.0585 | 2019-04-30 22:00 | 43585.9167 | 0.24214 | 0.19362
2019-04-30 23:00 | 43585.9583 | 0.07737 | 0.05826 | 2019-04-30 23:00 | 43585.9583 | 0.25791 | 0.20483
2019-05-01 | 43586 | 0.07687 | 0.05703 | 2019-05-01 | 43586 | 0.25588 | 0.19816
2019-05-01 01:00 | 43586.0417 | 0.07578 | 0.05623 | 2019-05-01 01:00 | 43586.0417 | 0.25739 | 0.19549
2019-05-01 02:00 | 43586.0833 | 0.07642 | 0.05464 | 2019-05-01 02:00 | 43586.0833 | 0.25658 | 0.19025
2019-05-01 03:00 | 43586.125 | 0.07604 | 0.05469 | 2019-05-01 03:00 | 43586.125 | 0.26422 | 0.19581
2019-05-01 04:00 | 43586.1667 | 0.07587 | 0.05429 | 2019-05-01 04:00 | 43586.1667 | 0.26951 | 0.19961
2019-05-01 05:00 | 43586.2083 | 0.07394 | 0.0542 | 2019-05-01 05:00 | 43586.2083 | 0.26156 | 0.19311
2019-05-01 06:00 | 43586.25 | 0.07406 | 0.05231 | 2019-05-01 06:00 | 43586.25 | 0.26205 | 0.19301
2019-05-01 07:00 | 43586.2917 | 0.07311 | 0.0523 | 2019-05-01 07:00 | 43586.2917 | 0.2497 | 0.18513
2019-05-01 08:00 | 43586.3333 | 0.07411 | 0.0522 | 2019-05-01 08:00 | 43586.3333 | 0.23995 | 0.18047
2019-05-01 09:00 | 43586.375 | 0.072 | 0.05408 | 2019-05-01 09:00 | 43586.375 | 0.23036 | 0.1758
2019-05-01 10:00 | 43586.4167 | 0.07163 | 0.05427 | 2019-05-01 10:00 | 43586.4167 | 0.22046 | 0.17041
2019-05-01 11:00 | 43586.4583 | 0.06909 | 0.05424 | 2019-05-01 11:00 | 43586.4583 | 0.21734 | 0.16691
2019-05-01 12:00 | 43586.5 | 0.13596 | 0.05199 | 2019-05-01 12:00 | 43586.5 | 0.19758 | 0.15023
2019-05-01 13:00 | 43586.5417 | 0.13407 | 0.05148 | 2019-05-01 13:00 | 43586.5417 | 0.18582 | 0.14
2019-05-01 14:00 | 43586.5833 | 0.12873 | 0.0499 | 2019-05-01 14:00 | 43586.5833 | 0.1801 | 0.13129
2019-05-01 15:00 | 43586.625 | 0.12267 | 0.04455 | 2019-05-01 15:00 | 43586.625 | 0.16654 | 0.11718
2019-05-01 16:00 | 43586.6667 | 0.11935 | 0.03918 | 2019-05-01 16:00 | 43586.6667 | 0.14016 | 0.09467
2019-05-01 17:00 | 43586.7083 | 0.11856 | 0.03633 | 2019-05-01 17:00 | 43586.7083 | 0.1818 | 0.1279
2019-05-01 18:00 | 43586.75 | 0.12144 | 0.03586 | 2019-05-01 18:00 | 43586.75 | 0.21824 | 0.16364
2019-05-01 19:00 | 43586.7917 | 0.12828 | 0.03826 | 2019-05-01 19:00 | 43586.7917 | 0.26673 | 0.21099
2019-05-01 20:00 | 43586.8333 | 0.14046 | 0.04452 | 2019-05-01 20:00 | 43586.8333 | 0.28201 | 0.22653
2019-05-01 21:00 | 43586.875 | 0.13675 | 0.05494 | 2019-05-01 21:00 | 43586.875 | 0.27771 | 0.22247
2019-05-01 22:00 | 43586.9167 | 0.06115 | 0.0521 | 2019-05-01 22:00 | 43586.9167 | 0.26499 | 0.20949
2019-05-01 23:00 | 43586.9583 | 0.05587 | 0.04435 | 2019-05-01 23:00 | 43586.9583 | 0.24884 | 0.19736
2019-05-02 | 43587 | 0.05262 | 0.03856 | 2019-05-02 | 43587 | 0.25306 | 0.1967
2019-05-02 01:00 | 43587.0417 | 0.04857 | 0.0357 | 2019-05-02 01:00 | 43587.0417 | 0.25331 | 0.19382
2019-05-02 02:00 | 43587.0833 | 0.05012 | 0.03148 | 2019-05-02 02:00 | 43587.0833 | 0.25701 | 0.19261
2019-05-02 03:00 | 43587.125 | 0.05132 | 0.03235 | 2019-05-02 03:00 | 43587.125 | 0.25936 | 0.19504
2019-05-02 04:00 | 43587.1667 | 0.05416 | 0.0333 | 2019-05-02 04:00 | 43587.1667 | 0.27138 | 0.20802
2019-05-02 05:00 | 43587.2083 | 0.05879 | 0.03562 | 2019-05-02 05:00 | 43587.2083 | 0.26689 | 0.20839
2019-05-02 06:00 | 43587.25 | 0.06219 | 0.04119 | 2019-05-02 06:00 | 43587.25 | 0.26703 | 0.2121
2019-05-02 07:00 | 43587.2917 | 0.06312 | 0.04686 | 2019-05-02 07:00 | 43587.2917 | 0.29186 | 0.2122
2019-05-02 08:00 | 43587.3333 | 0.06541 | 0.0495 | 2019-05-02 08:00 | 43587.3333 | 0.27955 | 0.20826
2019-05-02 09:00 | 43587.375 | 0.06225 | 0.05245 | 2019-05-02 09:00 | 43587.375 | 0.3071 | 0.19205
2019-05-02 10:00 | 43587.4167 | 0.06084 | 0.04971 | 2019-05-02 10:00 | 43587.4167 | 0.27898 | 0.16803
2019-05-02 11:00 | 43587.4583 | 0.06146 | 0.04843 | 2019-05-02 11:00 | 43587.4583 | 0.29869 | 0.18443
2019-05-02 12:00 | 43587.5 | 0.1277 | 0.04898 | 2019-05-02 12:00 | 43587.5 | 0.30404 | 0.18979
2019-05-02 13:00 | 43587.5417 | 0.12786 | 0.04901 | 2019-05-02 13:00 | 43587.5417 | 0.25266 | 0.18347
2019-05-02 14:00 | 43587.5833 | 0.12792 | 0.049 | 2019-05-02 14:00 | 43587.5833 | 0.23924 | 0.16804
2019-05-02 15:00 | 43587.625 | 0.12506 | 0.04873 | 2019-05-02 15:00 | 43587.625 | 0.23336 | 0.16147
2019-05-02 16:00 | 43587.6667 | 0.12573 | 0.04627 | 2019-05-02 16:00 | 43587.6667 | 0.2245 | 0.15469
2019-05-02 17:00 | 43587.7083 | 0.12452 | 0.0471 | 2019-05-02 17:00 | 43587.7083 | 0.27656 | 0.16064
2019-05-02 18:00 | 43587.75 | 0.12665 | 0.04571 | 2019-05-02 18:00 | 43587.75 | 0.27822 | 0.16362
2019-05-02 19:00 | 43587.7917 | 0.13225 | 0.0476 | 2019-05-02 19:00 | 43587.7917 | 0.32424 | 0.20563
2019-05-02 20:00 | 43587.8333 | 0.14033 | 0.05119 | 2019-05-02 20:00 | 43587.8333 | 0.33386 | 0.21688
2019-05-02 21:00 | 43587.875 | 0.13207 | 0.05792 | 2019-05-02 21:00 | 43587.875 | 0.28221 | 0.20962
2019-05-02 22:00 | 43587.9167 | 0.06277 | 0.05092 | 2019-05-02 22:00 | 43587.9167 | 0.27984 | 0.20538
2019-05-02 23:00 | 43587.9583 | 0.06877 | 0.04803 | 2019-05-02 23:00 | 43587.9583 | 0.19784 | 0.15407
2019-05-03 | 43588 | 0.06143 | 0.05201 | 2019-05-03 | 43588 | 0.20475 | 0.15453
2019-05-03 01:00 | 43588.0417 | 0.05891 | 0.0451 | 2019-05-03 01:00 | 43588.0417 | 0.23995 | 0.18336
2019-05-03 02:00 | 43588.0833 | 0.06049 | 0.04262 | 2019-05-03 02:00 | 43588.0833 | 0.24524 | 0.1836
2019-05-03 03:00 | 43588.125 | 0.06368 | 0.0435 | 2019-05-03 03:00 | 43588.125 | 0.24791 | 0.18566
2019-05-03 04:00 | 43588.1667 | 0.06551 | 0.04654 | 2019-05-03 04:00 | 43588.1667 | 0.24909 | 0.18974
2019-05-03 05:00 | 43588.2083 | 0.07266 | 0.04851 | 2019-05-03 05:00 | 43588.2083 | 0.20676 | 0.15612
2019-05-03 06:00 | 43588.25 | 0.07365 | 0.05573 | 2019-05-03 06:00 | 43588.25 | 0.25211 | 0.1981
2019-05-03 07:00 | 43588.2917 | 0.0722 | 0.05732 | 2019-05-03 07:00 | 43588.2917 | 0.28378 | 0.2051
2019-05-03 08:00 | 43588.3333 | 0.07139 | 0.05749 | 2019-05-03 08:00 | 43588.3333 | 0.2697 | 0.19955
2019-05-03 09:00 | 43588.375 | 0.06844 | 0.05742 | 2019-05-03 09:00 | 43588.375 | 0.28747 | 0.1747
2019-05-03 10:00 | 43588.4167 | 0.06631 | 0.05482 | 2019-05-03 10:00 | 43588.4167 | 0.30838 | 0.19401
2019-05-03 11:00 | 43588.4583 | 0.06489 | 0.0528 | 2019-05-03 11:00 | 43588.4583 | 0.31004 | 0.1957
2019-05-03 12:00 | 43588.5 | 0.12972 | 0.05194 | 2019-05-03 12:00 | 43588.5 | 0.30832 | 0.19526
2019-05-03 13:00 | 43588.5417 | 0.12716 | 0.05052 | 2019-05-03 13:00 | 43588.5417 | 0.24968 | 0.18282
2019-05-03 14:00 | 43588.5833 | 0.12553 | 0.04807 | 2019-05-03 14:00 | 43588.5833 | 0.26769 | 0.19433
2019-05-03 15:00 | 43588.625 | 0.12051 | 0.0463 | 2019-05-03 15:00 | 43588.625 | 0.2692 | 0.19429
2019-05-03 16:00 | 43588.6667 | 0.11937 | 0.04181 | 2019-05-03 16:00 | 43588.6667 | 0.26936 | 0.19425
2019-05-03 17:00 | 43588.7083 | 0.11948 | 0.04112 | 2019-05-03 17:00 | 43588.7083 | 0.31463 | 0.1968
2019-05-03 18:00 | 43588.75 | 0.1219 | 0.04193 | 2019-05-03 18:00 | 43588.75 | 0.3247 | 0.20486
2019-05-03 19:00 | 43588.7917 | 0.12887 | 0.04388 | 2019-05-03 19:00 | 43588.7917 | 0.33103 | 0.21166
2019-05-03 20:00 | 43588.8333 | 0.13941 | 0.04862 | 2019-05-03 20:00 | 43588.8333 | 0.34132 | 0.22328
2019-05-03 21:00 | 43588.875 | 0.1382 | 0.05748 | 2019-05-03 21:00 | 43588.875 | 0.28379 | 0.21096
2019-05-03 22:00 | 43588.9167 | 0.06967 | 0.05593 | 2019-05-03 22:00 | 43588.9167 | 0.27059 | 0.19804
2019-05-03 23:00 | 43588.9583 | 0.07087 | 0.05435 | 2019-05-03 23:00 | 43588.9583 | 0.25396 | 0.20463
2019-05-04 | 43589 | 0.06621 | 0.05359 | 2019-05-04 | 43589 | 0.25112 | 0.19934
2019-05-04 01:00 | 43589.0417 | 0.05825 | 0.04912 | 2019-05-04 01:00 | 43589.0417 | 0.25421 | 0.19881
2019-05-04 02:00 | 43589.0833 | 0.05792 | 0.04169 | 2019-05-04 02:00 | 43589.0833 | 0.25772 | 0.19992
2019-05-04 03:00 | 43589.125 | 0.05995 | 0.04055 | 2019-05-04 03:00 | 43589.125 | 0.25879 | 0.2005
2019-05-04 04:00 | 43589.1667 | 0.06002 | 0.04257 | 2019-05-04 04:00 | 43589.1667 | 0.25818 | 0.2013
2019-05-04 05:00 | 43589.2083 | 0.06212 | 0.04265 | 2019-05-04 05:00 | 43589.2083 | 0.25714 | 0.20296
2019-05-04 06:00 | 43589.25 | 0.06137 | 0.04494 | 2019-05-04 06:00 | 43589.25 | 0.25953 | 0.20785
2019-05-04 07:00 | 43589.2917 | 0.06429 | 0.04437 | 2019-05-04 07:00 | 43589.2917 | 0.29176 | 0.21242
2019-05-04 08:00 | 43589.3333 | 0.06764 | 0.04857 | 2019-05-04 08:00 | 43589.3333 | 0.27355 | 0.20276
2019-05-04 09:00 | 43589.375 | 0.06738 | 0.05249 | 2019-05-04 09:00 | 43589.375 | 0.30915 | 0.19195
2019-05-04 10:00 | 43589.4167 | 0.06747 | 0.05325 | 2019-05-04 10:00 | 43589.4167 | 0.29895 | 0.18471
2019-05-04 11:00 | 43589.4583 | 0.06654 | 0.05381 | 2019-05-04 11:00 | 43589.4583 | 0.31675 | 0.20021
2019-05-04 12:00 | 43589.5 | 0.13037 | 0.05287 | 2019-05-04 12:00 | 43589.5 | 0.31581 | 0.20021
2019-05-04 13:00 | 43589.5417 | 0.12574 | 0.05042 | 2019-05-04 13:00 | 43589.5417 | 0.27148 | 0.19963
2019-05-04 14:00 | 43589.5833 | 0.11005 | 0.04595 | 2019-05-04 14:00 | 43589.5833 | 0.27705 | 0.20061
2019-05-04 15:00 | 43589.625 | 0.10731 | 0.03122 | 2019-05-04 15:00 | 43589.625 | 0.27739 | 0.20029
2019-05-04 16:00 | 43589.6667 | 0.10816 | 0.02886 | 2019-05-04 16:00 | 43589.6667 | 0.27714 | 0.19957
2019-05-04 17:00 | 43589.7083 | 0.11324 | 0.03021 | 2019-05-04 17:00 | 43589.7083 | 0.31979 | 0.19906
2019-05-04 18:00 | 43589.75 | 0.11764 | 0.03466 | 2019-05-04 18:00 | 43589.75 | 0.32045 | 0.1987
2019-05-04 19:00 | 43589.7917 | 0.12623 | 0.03835 | 2019-05-04 19:00 | 43589.7917 | 0.32901 | 0.2097
2019-05-04 20:00 | 43589.8333 | 0.1285 | 0.04459 | 2019-05-04 20:00 | 43589.8333 | 0.33504 | 0.2177
2019-05-04 21:00 | 43589.875 | 0.12793 | 0.04619 | 2019-05-04 21:00 | 43589.875 | 0.28026 | 0.2078
2019-05-04 22:00 | 43589.9167 | 0.05975 | 0.0457 | 2019-05-04 22:00 | 43589.9167 | 0.27283 | 0.1987
2019-05-04 23:00 | 43589.9583 | 0.0516 | 0.04389 | 2019-05-04 23:00 | 43589.9583 | 0.24695 | 0.19922
2019-05-05 | 43590 | 0.04841 | 0.03497 | 2019-05-05 | 43590 | 0.24182 | 0.19079
2019-05-05 01:00 | 43590.0417 | 0.04482 | 0.03173 | 2019-05-05 01:00 | 43590.0417 | 0.23757 | 0.18487
2019-05-05 02:00 | 43590.0833 | 0.04522 | 0.02873 | 2019-05-05 02:00 | 43590.0833 | 0.24725 | 0.19162
2019-05-05 03:00 | 43590.125 | 0.04226 | 0.0289 | 2019-05-05 03:00 | 43590.125 | 0.25579 | 0.19954
2019-05-05 04:00 | 43590.1667 | 0.0418 | 0.02613 | 2019-05-05 04:00 | 43590.1667 | 0.2545 | 0.19974
2019-05-05 05:00 | 43590.2083 | 0.0435 | 0.02579 | 2019-05-05 05:00 | 43590.2083 | 0.2532 | 0.20029
2019-05-05 06:00 | 43590.25 | 0.04484 | 0.02765 | 2019-05-05 06:00 | 43590.25 | 0.26144 | 0.20967
2019-05-05 07:00 | 43590.2917 | 0.04743 | 0.02879 | 2019-05-05 07:00 | 43590.2917 | 0.29439 | 0.21269
2019-05-05 08:00 | 43590.3333 | 0.04816 | 0.03116 | 2019-05-05 08:00 | 43590.3333 | 0.27778 | 0.20477
2019-05-05 09:00 | 43590.375 | 0.04487 | 0.03143 | 2019-05-05 09:00 | 43590.375 | 0.31858 | 0.19866
2019-05-05 10:00 | 43590.4167 | 0.04469 | 0.03017 | 2019-05-05 10:00 | 43590.4167 | 0.28198 | 0.16866
2019-05-05 11:00 | 43590.4583 | 0.04442 | 0.03037 | 2019-05-05 11:00 | 43590.4583 | 0.29494 | 0.17988
2019-05-05 12:00 | 43590.5 | 0.11032 | 0.03052 | 2019-05-05 12:00 | 43590.5 | 0.293 | 0.179
2019-05-05 13:00 | 43590.5417 | 0.11086 | 0.03038 | 2019-05-05 13:00 | 43590.5417 | 0.22875 | 0.16118
2019-05-05 14:00 | 43590.5833 | 0.09947 | 0.03042 | 2019-05-05 14:00 | 43590.5833 | 0.23156 | 0.1602
2019-05-05 15:00 | 43590.625 | 0.10188 | 0.01967 | 2019-05-05 15:00 | 43590.625 | 0.22918 | 0.15733
2019-05-05 16:00 | 43590.6667 | 0.10828 | 0.02142 | 2019-05-05 16:00 | 43590.6667 | 0.23159 | 0.15922
2019-05-05 17:00 | 43590.7083 | 0.11367 | 0.02738 | 2019-05-05 17:00 | 43590.7083 | 0.28903 | 0.16994
2019-05-05 18:00 | 43590.75 | 0.11847 | 0.03264 | 2019-05-05 18:00 | 43590.75 | 0.31178 | 0.19122
2019-05-05 19:00 | 43590.7917 | 0.12976 | 0.03848 | 2019-05-05 19:00 | 43590.7917 | 0.33471 | 0.21282
2019-05-05 20:00 | 43590.8333 | 0.14138 | 0.04867 | 2019-05-05 20:00 | 43590.8333 | 0.34489 | 0.22568
2019-05-05 21:00 | 43590.875 | 0.14151 | 0.05841 | 2019-05-05 21:00 | 43590.875 | 0.2875 | 0.21407
2019-05-05 22:00 | 43590.9167 | 0.06934 | 0.05874 | 2019-05-05 22:00 | 43590.9167 | 0.27859 | 0.20424
2019-05-05 23:00 | 43590.9583 | 0.07156 | 0.05477 | 2019-05-05 23:00 | 43590.9583 | 0.26719 | 0.21737
2019-05-06 | 43591 | 0.06347 | 0.05424 | 2019-05-06 | 43591 | 0.26659 | 0.21312
2019-05-06 01:00 | 43591.0417 | 0.05958 | 0.04687 | 2019-05-06 01:00 | 43591.0417 | 0.26278 | 0.20676
2019-05-06 02:00 | 43591.0833 | 0.06025 | 0.04289 | 2019-05-06 02:00 | 43591.0833 | 0.26148 | 0.20312
2019-05-06 03:00 | 43591.125 | 0.05989 | 0.04289 | 2019-05-06 03:00 | 43591.125 | 0.26431 | 0.20568
2019-05-06 04:00 | 43591.1667 | 0.06319 | 0.04296 | 2019-05-06 04:00 | 43591.1667 | 0.27065 | 0.21217
2019-05-06 05:00 | 43591.2083 | 0.06761 | 0.04688 | 2019-05-06 05:00 | 43591.2083 | 0.26963 | 0.21435
2019-05-06 06:00 | 43591.25 | 0.07031 | 0.05179 | 2019-05-06 06:00 | 43591.25 | 0.27277 | 0.22027
2019-05-06 07:00 | 43591.2917 | 0.07209 | 0.0555 | 2019-05-06 07:00 | 43591.2917 | 0.29769 | 0.21738
2019-05-06 08:00 | 43591.3333 | 0.07232 | 0.0576 | 2019-05-06 08:00 | 43591.3333 | 0.27569 | 0.20425
2019-05-06 09:00 | 43591.375 | 0.07077 | 0.05835 | 2019-05-06 09:00 | 43591.375 | 0.32014 | 0.20025
2019-05-06 10:00 | 43591.4167 | 0.06939 | 0.05701 | 2019-05-06 10:00 | 43591.4167 | 0.31184 | 0.19425
2019-05-06 11:00 | 43591.4583 | 0.06928 | 0.05668 | 2019-05-06 11:00 | 43591.4583 | 0.3081 | 0.19025
2019-05-06 12:00 | 43591.5 | 0.13487 | 0.05658 | 2019-05-06 12:00 | 43591.5 | 0.2963 | 0.18067
2019-05-06 13:00 | 43591.5417 | 0.13338 | 0.05594 | 2019-05-06 13:00 | 43591.5417 | 0.23394 | 0.16373
2019-05-06 14:00 | 43591.5833 | 0.13106 | 0.0544 | 2019-05-06 14:00 | 43591.5833 | 0.23362 | 0.15969
2019-05-06 15:00 | 43591.625 | 0.13051 | 0.05207 | 2019-05-06 15:00 | 43591.625 | 0.22387 | 0.15019
2019-05-06 16:00 | 43591.6667 | 0.13068 | 0.05185 | 2019-05-06 16:00 | 43591.6667 | 0.22288 | 0.14975
2019-05-06 17:00 | 43591.7083 | 0.13079 | 0.05204 | 2019-05-06 17:00 | 43591.7083 | 0.27512 | 0.15611
2019-05-06 18:00 | 43591.75 | 0.13377 | 0.052 | 2019-05-06 18:00 | 43591.75 | 0.32171 | 0.19825
2019-05-06 19:00 | 43591.7917 | 0.13613 | 0.05442 | 2019-05-06 19:00 | 43591.7917 | 0.33176 | 0.20979
2019-05-06 20:00 | 43591.8333 | 0.13973 | 0.0562 | 2019-05-06 20:00 | 43591.8333 | 0.35223 | 0.23117
2019-05-06 21:00 | 43591.875 | 0.13769 | 0.05839 | 2019-05-06 21:00 | 43591.875 | 0.3004 | 0.224
2019-05-06 22:00 | 43591.9167 | 0.06912 | 0.05598 | 2019-05-06 22:00 | 43591.9167 | 0.28573 | 0.21008
2019-05-06 23:00 | 43591.9583 | 0.07156 | 0.05384 | 2019-05-06 23:00 | 43591.9583 | 0.25794 | 0.20934
2019-05-07 | 43592 | 0.07026 | 0.05565 | 2019-05-07 | 43592 | 0.25561 | 0.20447
2019-05-07 01:00 | 43592.0417 | 0.06736 | 0.05405 | 2019-05-07 01:00 | 43592.0417 | 0.25591 | 0.20227
2019-05-07 02:00 | 43592.0833 | 0.06641 | 0.05122 | 2019-05-07 02:00 | 43592.0833 | 0.25539 | 0.19919
2019-05-07 03:00 | 43592.125 | 0.06558 | 0.04995 | 2019-05-07 03:00 | 43592.125 | 0.25548 | 0.19864
2019-05-07 04:00 | 43592.1667 | 0.0659 | 0.04927 | 2019-05-07 04:00 | 43592.1667 | 0.25664 | 0.19929
2019-05-07 05:00 | 43592.2083 | 0.06619 | 0.04976 | 2019-05-07 05:00 | 43592.2083 | 0.25717 | 0.20096
2019-05-07 06:00 | 43592.25 | 0.07539 | 0.05114 | 2019-05-07 06:00 | 43592.25 | 0.26109 | 0.20473
2019-05-07 07:00 | 43592.2917 | 0.07566 | 0.05811 | 2019-05-07 07:00 | 43592.2917 | 0.25549 | 0.20426
2019-05-07 08:00 | 43592.3333 | 0.0719 | 0.05966 | 2019-05-07 08:00 | 43592.3333 | 0.21397 | 0.17092
2019-05-07 09:00 | 43592.375 | 0.06758 | 0.05688 | 2019-05-07 09:00 | 43592.375 | 0.19727 | 0.1569
2019-05-07 10:00 | 43592.4167 | 0.06601 | 0.05489 | 2019-05-07 10:00 | 43592.4167 | 0.18906 | 0.15131
2019-05-07 11:00 | 43592.4583 | 0.0642 | 0.05355 | 2019-05-07 11:00 | 43592.4583 | 0.18762 | 0.14986
2019-05-07 12:00 | 43592.5 | 0.12825 | 0.05181 | 2019-05-07 12:00 | 43592.5 | 0.18773 | 0.15179
2019-05-07 13:00 | 43592.5417 | 0.12599 | 0.04991 | 2019-05-07 13:00 | 43592.5417 | 0.18369 | 0.14785
2019-05-07 14:00 | 43592.5833 | 0.12478 | 0.04778 | 2019-05-07 14:00 | 43592.5833 | 0.18806 | 0.14779
2019-05-07 15:00 | 43592.625 | 0.12502 | 0.04646 | 2019-05-07 15:00 | 43592.625 | 0.18739 | 0.14493
2019-05-07 16:00 | 43592.6667 | 0.12696 | 0.04687 | 2019-05-07 16:00 | 43592.6667 | 0.18899 | 0.14515
2019-05-07 17:00 | 43592.7083 | 0.12854 | 0.0487 | 2019-05-07 17:00 | 43592.7083 | 0.20394 | 0.15507
2019-05-07 18:00 | 43592.75 | 0.13038 | 0.04995 | 2019-05-07 18:00 | 43592.75 | 0.25694 | 0.20541
2019-05-07 19:00 | 43592.7917 | 0.13259 | 0.05136 | 2019-05-07 19:00 | 43592.7917 | 0.27029 | 0.21768
2019-05-07 20:00 | 43592.8333 | 0.1355 | 0.05295 | 2019-05-07 20:00 | 43592.8333 | 0.2786 | 0.2285
2019-05-07 21:00 | 43592.875 | 0.13142 | 0.05501 | 2019-05-07 21:00 | 43592.875 | 0.27146 | 0.22247
2019-05-07 22:00 | 43592.9167 | 0.05877 | 0.05097 | 2019-05-07 22:00 | 43592.9167 | 0.25439 | 0.20777
2019-05-07 23:00 | 43592.9583 | 0.05888 | 0.04499 | 2019-05-07 23:00 | 43592.9583 | 0.2623 | 0.20701
2019-05-08 | 43593 | 0.05393 | 0.04398 | 2019-05-08 | 43593 | 0.25015 | 0.19189
2019-05-08 01:00 | 43593.0417 | 0.05113 | 0.03931 | 2019-05-08 01:00 | 43593.0417 | 0.2527 | 0.19031
2019-05-08 02:00 | 43593.0833 | 0.05184 | 0.03651 | 2019-05-08 02:00 | 43593.0833 | 0.24868 | 0.18428
2019-05-08 03:00 | 43593.125 | 0.05094 | 0.03656 | 2019-05-08 03:00 | 43593.125 | 0.2462 | 0.1813
2019-05-08 04:00 | 43593.1667 | 0.05009 | 0.03582 | 2019-05-08 04:00 | 43593.1667 | 0.24961 | 0.18431
2019-05-08 05:00 | 43593.2083 | 0.04919 | 0.03517 | 2019-05-08 05:00 | 43593.2083 | 0.24792 | 0.18331
2019-05-08 06:00 | 43593.25 | 0.05343 | 0.03434 | 2019-05-08 06:00 | 43593.25 | 0.24953 | 0.18422
2019-05-08 07:00 | 43593.2917 | 0.05792 | 0.03943 | 2019-05-08 07:00 | 43593.2917 | 0.24198 | 0.18199
2019-05-08 08:00 | 43593.3333 | 0.05922 | 0.04442 | 2019-05-08 08:00 | 43593.3333 | 0.21307 | 0.16209
2019-05-08 09:00 | 43593.375 | 0.05708 | 0.04636 | 2019-05-08 09:00 | 43593.375 | 0.17962 | 0.14002
2019-05-08 10:00 | 43593.4167 | 0.05579 | 0.04501 | 2019-05-08 10:00 | 43593.4167 | 0.15955 | 0.12287
2019-05-08 11:00 | 43593.4583 | 0.0552 | 0.04385 | 2019-05-08 11:00 | 43593.4583 | 0.16546 | 0.12784
2019-05-08 12:00 | 43593.5 | 0.11625 | 0.04315 | 2019-05-08 12:00 | 43593.5 | 0.15309 | 0.1166
2019-05-08 13:00 | 43593.5417 | 0.11397 | 0.03865 | 2019-05-08 13:00 | 43593.5417 | 0.1466 | 0.11038
2019-05-08 14:00 | 43593.5833 | 0.11342 | 0.03613 | 2019-05-08 14:00 | 43593.5833 | 0.13075 | 0.09296
2019-05-08 15:00 | 43593.625 | 0.11265 | 0.0354 | 2019-05-08 15:00 | 43593.625 | 0.15452 | 0.1133
2019-05-08 16:00 | 43593.6667 | 0.11125 | 0.03489 | 2019-05-08 16:00 | 43593.6667 | 0.19444 | 0.1491
2019-05-08 17:00 | 43593.7083 | 0.11578 | 0.03364 | 2019-05-08 17:00 | 43593.7083 | 0.22981 | 0.1789
2019-05-08 18:00 | 43593.75 | 0.11765 | 0.03768 | 2019-05-08 18:00 | 43593.75 | 0.26043 | 0.20903
2019-05-08 19:00 | 43593.7917 | 0.11827 | 0.03958 | 2019-05-08 19:00 | 43593.7917 | 0.27428 | 0.22317
2019-05-08 20:00 | 43593.8333 | 0.12353 | 0.03973 | 2019-05-08 20:00 | 43593.8333 | 0.28747 | 0.23774
2019-05-08 21:00 | 43593.875 | 0.11911 | 0.04441 | 2019-05-08 21:00 | 43593.875 | 0.27231 | 0.22525
2019-05-08 22:00 | 43593.9167 | 0.04792 | 0.04003 | 2019-05-08 22:00 | 43593.9167 | 0.26465 | 0.21714
2019-05-08 23:00 | 43593.9583 | 0.04787 | 0.03462 | 2019-05-08 23:00 | 43593.9583 | 0.26148 | 0.20852
2019-05-09 | 43594 | 0.04515 | 0.03371 | 2019-05-09 | 43594 | 0.25496 | 0.19867
2019-05-09 01:00 | 43594.0417 | 0.04296 | 0.03167 | 2019-05-09 01:00 | 43594.0417 | 0.25399 | 0.19532
2019-05-09 02:00 | 43594.0833 | 0.04393 | 0.02964 | 2019-05-09 02:00 | 43594.0833 | 0.24927 | 0.18999
2019-05-09 03:00 | 43594.125 | 0.04722 | 0.03001 | 2019-05-09 03:00 | 43594.125 | 0.25226 | 0.19271
2019-05-09 04:00 | 43594.1667 | 0.05136 | 0.03296 | 2019-05-09 04:00 | 43594.1667 | 0.26896 | 0.21023
2019-05-09 05:00 | 43594.2083 | 0.05977 | 0.03685 | 2019-05-09 05:00 | 43594.2083 | 0.27711 | 0.22175
2019-05-09 06:00 | 43594.25 | 0.06492 | 0.04494 | 2019-05-09 06:00 | 43594.25 | 0.28464 | 0.2315
2019-05-09 07:00 | 43594.2917 | 0.06861 | 0.0495 | 2019-05-09 07:00 | 43594.2917 | 0.30794 | 0.22834
2019-05-09 08:00 | 43594.3333 | 0.06836 | 0.05436 | 2019-05-09 08:00 | 43594.3333 | 0.28928 | 0.21894
2019-05-09 09:00 | 43594.375 | 0.06674 | 0.05479 | 2019-05-09 09:00 | 43594.375 | 0.31437 | 0.19965
2019-05-09 10:00 | 43594.4167 | 0.06552 | 0.05332 | 2019-05-09 10:00 | 43594.4167 | 0.3103 | 0.19729
2019-05-09 11:00 | 43594.4583 | 0.06536 | 0.05216 | 2019-05-09 11:00 | 43594.4583 | 0.31426 | 0.19993
2019-05-09 12:00 | 43594.5 | 0.13055 | 0.05292 | 2019-05-09 12:00 | 43594.5 | 0.31289 | 0.19885
2019-05-09 13:00 | 43594.5417 | 0.1284 | 0.05207 | 2019-05-09 13:00 | 43594.5417 | 0.26033 | 0.19162
2019-05-09 14:00 | 43594.5833 | 0.1256 | 0.04995 | 2019-05-09 14:00 | 43594.5833 | 0.25614 | 0.18361
2019-05-09 15:00 | 43594.625 | 0.12437 | 0.04715 | 2019-05-09 15:00 | 43594.625 | 0.26491 | 0.19033
2019-05-09 16:00 | 43594.6667 | 0.12422 | 0.04622 | 2019-05-09 16:00 | 43594.6667 | 0.27659 | 0.20171
2019-05-09 17:00 | 43594.7083 | 0.12558 | 0.04623 | 2019-05-09 17:00 | 43594.7083 | 0.324 | 0.20517
2019-05-09 18:00 | 43594.75 | 0.13005 | 0.04733 | 2019-05-09 18:00 | 43594.75 | 0.33095 | 0.21186
2019-05-09 19:00 | 43594.7917 | 0.13048 | 0.05109 | 2019-05-09 19:00 | 43594.7917 | 0.34725 | 0.22669
2019-05-09 20:00 | 43594.8333 | 0.13277 | 0.05092 | 2019-05-09 20:00 | 43594.8333 | 0.37148 | 0.25018
2019-05-09 21:00 | 43594.875 | 0.12919 | 0.05261 | 2019-05-09 21:00 | 43594.875 | 0.30652 | 0.23127
2019-05-09 22:00 | 43594.9167 | 0.05783 | 0.04896 | 2019-05-09 22:00 | 43594.9167 | 0.29164 | 0.21642
2019-05-09 23:00 | 43594.9583 | 0.0541 | 0.04415 | 2019-05-09 23:00 | 43594.9583 | 0.2662 | 0.21599
2019-05-10 | 43595 | 0.05252 | 0.03972 | 2019-05-10 | 43595 | 0.25771 | 0.20496
2019-05-10 01:00 | 43595.0417 | 0.05138 | 0.03861 | 2019-05-10 01:00 | 43595.0417 | 0.25125 | 0.19715
2019-05-10 02:00 | 43595.0833 | 0.05154 | 0.03739 | 2019-05-10 02:00 | 43595.0833 | 0.25303 | 0.19696
2019-05-10 03:00 | 43595.125 | 0.05153 | 0.03712 | 2019-05-10 03:00 | 43595.125 | 0.25389 | 0.19733
2019-05-10 04:00 | 43595.1667 | 0.05321 | 0.03706 | 2019-05-10 04:00 | 43595.1667 | 0.2573 | 0.20151
2019-05-10 05:00 | 43595.2083 | 0.06278 | 0.0388 | 2019-05-10 05:00 | 43595.2083 | 0.28061 | 0.22368
2019-05-10 06:00 | 43595.25 | 0.07029 | 0.04733 | 2019-05-10 06:00 | 43595.25 | 0.29055 | 0.23737
2019-05-10 07:00 | 43595.2917 | 0.07026 | 0.05451 | 2019-05-10 07:00 | 43595.2917 | 0.31868 | 0.23433
2019-05-10 08:00 | 43595.3333 | 0.06557 | 0.0564 | 2019-05-10 08:00 | 43595.3333 | 0.29232 | 0.21934
2019-05-10 09:00 | 43595.375 | 0.0623 | 0.0531 | 2019-05-10 09:00 | 43595.375 | 0.32729 | 0.20918
2019-05-10 10:00 | 43595.4167 | 0.06148 | 0.0501 | 2019-05-10 10:00 | 43595.4167 | 0.31561 | 0.20083
2019-05-10 11:00 | 43595.4583 | 0.06138 | 0.04941 | 2019-05-10 11:00 | 43595.4583 | 0.30836 | 0.19475
2019-05-10 12:00 | 43595.5 | 0.1271 | 0.04927 | 2019-05-10 12:00 | 43595.5 | 0.29719 | 0.18569
2019-05-10 13:00 | 43595.5417 | 0.12326 | 0.04882 | 2019-05-10 13:00 | 43595.5417 | 0.25104 | 0.18422
2019-05-10 14:00 | 43595.5833 | 0.12064 | 0.04531 | 2019-05-10 14:00 | 43595.5833 | 0.24585 | 0.17578
2019-05-10 15:00 | 43595.625 | 0.12138 | 0.04278 | 2019-05-10 15:00 | 43595.625 | 0.25077 | 0.17878
2019-05-10 16:00 | 43595.6667 | 0.12348 | 0.04328 | 2019-05-10 16:00 | 43595.6667 | 0.26681 | 0.19247
2019-05-10 17:00 | 43595.7083 | 0.12772 | 0.0451 | 2019-05-10 17:00 | 43595.7083 | 0.32917 | 0.20879
2019-05-10 18:00 | 43595.75 | 0.12979 | 0.0486 | 2019-05-10 18:00 | 43595.75 | 0.33686 | 0.21565
2019-05-10 19:00 | 43595.7917 | 0.13479 | 0.05026 | 2019-05-10 19:00 | 43595.7917 | 0.35158 | 0.22969
2019-05-10 20:00 | 43595.8333 | 0.13822 | 0.05325 | 2019-05-10 20:00 | 43595.8333 | 0.35577 | 0.23666
2019-05-10 21:00 | 43595.875 | 0.13629 | 0.05574 | 2019-05-10 21:00 | 43595.875 | 0.30352 | 0.22879
2019-05-10 22:00 | 43595.9167 | 0.06825 | 0.05458 | 2019-05-10 22:00 | 43595.9167 | 0.29915 | 0.22331
2019-05-10 23:00 | 43595.9583 | 0.07095 | 0.05335 | 2019-05-10 23:00 | 43595.9583 | 0.25456 | 0.20692
2019-05-11 | 43596 | 0.06922 | 0.05413 | 2019-05-11 | 43596 | 0.24145 | 0.1925
2019-05-11 01:00 | 43596.0417 | 0.06762 | 0.05219 | 2019-05-11 01:00 | 43596.0417 | 0.23525 | 0.18492
2019-05-11 02:00 | 43596.0833 | 0.06712 | 0.05074 | 2019-05-11 02:00 | 43596.0833 | 0.22998 | 0.17851
2019-05-11 03:00 | 43596.125 | 0.06728 | 0.05006 | 2019-05-11 03:00 | 43596.125 | 0.2309 | 0.17897
2019-05-11 04:00 | 43596.1667 | 0.06768 | 0.05012 | 2019-05-11 04:00 | 43596.1667 | 0.23734 | 0.18515
2019-05-11 05:00 | 43596.2083 | 0.0657 | 0.05062 | 2019-05-11 05:00 | 43596.2083 | 0.26901 | 0.21598
2019-05-11 06:00 | 43596.25 | 0.06536 | 0.04864 | 2019-05-11 06:00 | 43596.25 | 0.27849 | 0.2285
2019-05-11 07:00 | 43596.2917 | 0.06857 | 0.04834 | 2019-05-11 07:00 | 43596.2917 | 0.30458 | 0.22369
2019-05-11 08:00 | 43596.3333 | 0.06889 | 0.05224 | 2019-05-11 08:00 | 43596.3333 | 0.26932 | 0.1997
2019-05-11 09:00 | 43596.375 | 0.06698 | 0.05425 | 2019-05-11 09:00 | 43596.375 | 0.29397 | 0.17989
2019-05-11 10:00 | 43596.4167 | 0.06674 | 0.0534 | 2019-05-11 10:00 | 43596.4167 | 0.28181 | 0.17095
2019-05-11 11:00 | 43596.4583 | 0.0656 | 0.05335 | 2019-05-11 11:00 | 43596.4583 | 0.2756 | 0.16568
2019-05-11 12:00 | 43596.5 | 0.13231 | 0.05228 | 2019-05-11 12:00 | 43596.5 | 0.27251 | 0.16359
2019-05-11 13:00 | 43596.5417 | 0.13089 | 0.0524 | 2019-05-11 13:00 | 43596.5417 | 0.22502 | 0.1611
2019-05-11 14:00 | 43596.5833 | 0.12774 | 0.05076 | 2019-05-11 14:00 | 43596.5833 | 0.22092 | 0.1541
2019-05-11 15:00 | 43596.625 | 0.12218 | 0.04738 | 2019-05-11 15:00 | 43596.625 | 0.22211 | 0.15482
2019-05-11 16:00 | 43596.6667 | 0.11947 | 0.04261 | 2019-05-11 16:00 | 43596.6667 | 0.22474 | 0.15707
2019-05-11 17:00 | 43596.7083 | 0.11968 | 0.04047 | 2019-05-11 17:00 | 43596.7083 | 0.28217 | 0.16577
2019-05-11 18:00 | 43596.75 | 0.12448 | 0.04056 | 2019-05-11 18:00 | 43596.75 | 0.28968 | 0.17401
2019-05-11 19:00 | 43596.7917 | 0.13005 | 0.04453 | 2019-05-11 19:00 | 43596.7917 | 0.3371 | 0.21597
2019-05-11 20:00 | 43596.8333 | 0.13572 | 0.04873 | 2019-05-11 20:00 | 43596.8333 | 0.33679 | 0.21966
2019-05-11 21:00 | 43596.875 | 0.133 | 0.05364 | 2019-05-11 21:00 | 43596.875 | 0.27722 | 0.20564
2019-05-11 22:00 | 43596.9167 | 0.0604 | 0.05144 | 2019-05-11 22:00 | 43596.9167 | 0.26365 | 0.19262
2019-05-11 23:00 | 43596.9583 | 0.05631 | 0.04584 | 2019-05-11 23:00 | 43596.9583 | 0.20794 | 0.16574
2019-05-12 | 43597 | 0.05134 | 0.03938 | 2019-05-12 | 43597 | 0.20983 | 0.16467
2019-05-12 01:00 | 43597.0417 | 0.04581 | 0.03473 | 2019-05-12 01:00 | 43597.0417 | 0.2106 | 0.16368
2019-05-12 02:00 | 43597.0833 | 0.04143 | 0.02991 | 2019-05-12 02:00 | 43597.0833 | 0.20883 | 0.16081
2019-05-12 03:00 | 43597.125 | 0.04006 | 0.02603 | 2019-05-12 03:00 | 43597.125 | 0.21106 | 0.16271
2019-05-12 04:00 | 43597.1667 | 0.03893 | 0.02478 | 2019-05-12 04:00 | 43597.1667 | 0.22068 | 0.17211
2019-05-12 05:00 | 43597.2083 | 0.03939 | 0.02382 | 2019-05-12 05:00 | 43597.2083 | 0.2623 | 0.20963
2019-05-12 06:00 | 43597.25 | 0.04273 | 0.02438 | 2019-05-12 06:00 | 43597.25 | 0.26044 | 0.21306
2019-05-12 07:00 | 43597.2917 | 0.04617 | 0.02712 | 2019-05-12 07:00 | 43597.2917 | 0.29517 | 0.21588
2019-05-12 08:00 | 43597.3333 | 0.04933 | 0.03009 | 2019-05-12 08:00 | 43597.3333 | 0.28069 | 0.20979
2019-05-12 09:00 | 43597.375 | 0.05019 | 0.03435 | 2019-05-12 09:00 | 43597.375 | 0.32148 | 0.204
2019-05-12 10:00 | 43597.4167 | 0.05249 | 0.03508 | 2019-05-12 10:00 | 43597.4167 | 0.29872 | 0.18593
2019-05-12 11:00 | 43597.4583 | 0.05291 | 0.03804 | 2019-05-12 11:00 | 43597.4583 | 0.2855 | 0.17471
2019-05-12 12:00 | 43597.5 | 0.11972 | 0.03854 | 2019-05-12 12:00 | 43597.5 | 0.274 | 0.16574
2019-05-12 13:00 | 43597.5417 | 0.11948 | 0.03898 | 2019-05-12 13:00 | 43597.5417 | 0.22813 | 0.16466
2019-05-12 14:00 | 43597.5833 | 0.11681 | 0.03863 | 2019-05-12 14:00 | 43597.5833 | 0.23062 | 0.16361
2019-05-12 15:00 | 43597.625 | 0.11279 | 0.03533 | 2019-05-12 15:00 | 43597.625 | 0.23185 | 0.1636
2019-05-12 16:00 | 43597.6667 | 0.11648 | 0.03153 | 2019-05-12 16:00 | 43597.6667 | 0.23437 | 0.16538
2019-05-12 17:00 | 43597.7083 | 0.1191 | 0.03486 | 2019-05-12 17:00 | 43597.7083 | 0.30328 | 0.18588
2019-05-12 18:00 | 43597.75 | 0.12089 | 0.03724 | 2019-05-12 18:00 | 43597.75 | 0.31947 | 0.19971
2019-05-12 19:00 | 43597.7917 | 0.13157 | 0.03924 | 2019-05-12 19:00 | 43597.7917 | 0.33378 | 0.2128
2019-05-12 20:00 | 43597.8333 | 0.13989 | 0.04878 | 2019-05-12 20:00 | 43597.8333 | 0.34598 | 0.2272
2019-05-12 21:00 | 43597.875 | 0.13738 | 0.05631 | 2019-05-12 21:00 | 43597.875 | 0.29803 | 0.22402
2019-05-12 22:00 | 43597.9167 | 0.06329 | 0.05535 | 2019-05-12 22:00 | 43597.9167 | 0.28718 | 0.21277
2019-05-12 23:00 | 43597.9583 | 0.05534 | 0.04901 | 2019-05-12 23:00 | 43597.9583 | 0.25741 | 0.2097
2019-05-13 | 43598 | 0.05323 | 0.03951 | 2019-05-13 | 43598 | 0.25258 | 0.20241
2019-05-13 01:00 | 43598.0417 | 0.05036 | 0.03748 | 2019-05-13 01:00 | 43598.0417 | 0.23887 | 0.18862
2019-05-13 02:00 | 43598.0833 | 0.0505 | 0.03478 | 2019-05-13 02:00 | 43598.0833 | 0.22772 | 0.17653
2019-05-13 03:00 | 43598.125 | 0.05081 | 0.03438 | 2019-05-13 03:00 | 43598.125 | 0.23651 | 0.18448
2019-05-13 04:00 | 43598.1667 | 0.05275 | 0.03407 | 2019-05-13 04:00 | 43598.1667 | 0.25616 | 0.20282
2019-05-13 05:00 | 43598.2083 | 0.06174 | 0.03542 | 2019-05-13 05:00 | 43598.2083 | 0.28019 | 0.22656
2019-05-13 06:00 | 43598.25 | 0.06804 | 0.04529 | 2019-05-13 06:00 | 43598.25 | 0.29427 | 0.24249
2019-05-13 07:00 | 43598.2917 | 0.06808 | 0.05222 | 2019-05-13 07:00 | 43598.2917 | 0.32021 | 0.23754
2019-05-13 08:00 | 43598.3333 | 0.06537 | 0.05244 | 2019-05-13 08:00 | 43598.3333 | 0.2977 | 0.22476
2019-05-13 09:00 | 43598.375 | 0.06219 | 0.05064 | 2019-05-13 09:00 | 43598.375 | 0.32475 | 0.20705
2019-05-13 10:00 | 43598.4167 | 0.0621 | 0.05006 | 2019-05-13 10:00 | 43598.4167 | 0.3154 | 0.20073
2019-05-13 11:00 | 43598.4583 | 0.06273 | 0.05004 | 2019-05-13 11:00 | 43598.4583 | 0.30831 | 0.19484
2019-05-13 12:00 | 43598.5 | 0.12884 | 0.05069 | 2019-05-13 12:00 | 43598.5 | 0.29836 | 0.18711
2019-05-13 13:00 | 43598.5417 | 0.12854 | 0.05069 | 2019-05-13 13:00 | 43598.5417 | 0.23016 | 0.16667
2019-05-13 14:00 | 43598.5833 | 0.12829 | 0.05018 | 2019-05-13 14:00 | 43598.5833 | 0.23234 | 0.16518
2019-05-13 15:00 | 43598.625 | 0.12779 | 0.04978 | 2019-05-13 15:00 | 43598.625 | 0.23374 | 0.16567
2019-05-13 16:00 | 43598.6667 | 0.1278 | 0.0495 | 2019-05-13 16:00 | 43598.6667 | 0.23225 | 0.16465
2019-05-13 17:00 | 43598.7083 | 0.12765 | 0.04967 | 2019-05-13 17:00 | 43598.7083 | 0.31278 | 0.1948
2019-05-13 18:00 | 43598.75 | 0.12867 | 0.04938 | 2019-05-13 18:00 | 43598.75 | 0.3425 | 0.21967
2019-05-13 19:00 | 43598.7917 | 0.13138 | 0.05012 | 2019-05-13 19:00 | 43598.7917 | 0.35035 | 0.22686
2019-05-13 20:00 | 43598.8333 | 0.13641 | 0.05195 | 2019-05-13 20:00 | 43598.8333 | 0.3486 | 0.22861
2019-05-13 21:00 | 43598.875 | 0.1311 | 0.05614 | 2019-05-13 21:00 | 43598.875 | 0.29957 | 0.22364
2019-05-13 22:00 | 43598.9167 | 0.05975 | 0.05096 | 2019-05-13 22:00 | 43598.9167 | 0.29868 | 0.22165
2019-05-13 23:00 | 43598.9583 | 0.05743 | 0.04632 | 2019-05-13 23:00 | 43598.9583 | 0.26607 | 0.21895
2019-05-14 | 43599 | 0.05427 | 0.04329 | 2019-05-14 | 43599 | 0.26845 | 0.21839
2019-05-14 01:00 | 43599.0417 | 0.05435 | 0.04054 | 2019-05-14 01:00 | 43599.0417 | 0.2622 | 0.21064
2019-05-14 02:00 | 43599.0833 | 0.05475 | 0.04046 | 2019-05-14 02:00 | 43599.0833 | 0.26812 | 0.21386
2019-05-14 03:00 | 43599.125 | 0.05499 | 0.04046 | 2019-05-14 03:00 | 43599.125 | 0.25421 | 0.20137
2019-05-14 04:00 | 43599.1667 | 0.05836 | 0.04065 | 2019-05-14 04:00 | 43599.1667 | 0.24745 | 0.19513
2019-05-14 05:00 | 43599.2083 | 0.06254 | 0.04385 | 2019-05-14 05:00 | 43599.2083 | 0.25343 | 0.2011
2019-05-14 06:00 | 43599.25 | 0.06612 | 0.04807 | 2019-05-14 06:00 | 43599.25 | 0.24452 | 0.19343
2019-05-14 07:00 | 43599.2917 | 0.06859 | 0.05179 | 2019-05-14 07:00 | 43599.2917 | 0.23159 | 0.1842
2019-05-14 08:00 | 43599.3333 | 0.06719 | 0.05536 | 2019-05-14 08:00 | 43599.3333 | 0.20454 | 0.16469
2019-05-14 09:00 | 43599.375 | 0.06605 | 0.0546 | 2019-05-14 09:00 | 43599.375 | 0.19937 | 0.1613
2019-05-14 10:00 | 43599.4167 | 0.06722 | 0.05361 | 2019-05-14 10:00 | 43599.4167 | 0.19712 | 0.16046
2019-05-14 11:00 | 43599.4583 | 0.06829 | 0.05471 | 2019-05-14 11:00 | 43599.4583 | 0.19657 | 0.1595
2019-05-14 12:00 | 43599.5 | 0.13523 | 0.05582 | 2019-05-14 12:00 | 43599.5 | 0.17998 | 0.14338
2019-05-14 13:00 | 43599.5417 | 0.13485 | 0.05633 | 2019-05-14 13:00 | 43599.5417 | 0.17402 | 0.13807
2019-05-14 14:00 | 43599.5833 | 0.1341 | 0.05582 | 2019-05-14 14:00 | 43599.5833 | 0.17557 | 0.13608
2019-05-14 15:00 | 43599.625 | 0.13273 | 0.05491 | 2019-05-14 15:00 | 43599.625 | 0.18988 | 0.14751
2019-05-14 16:00 | 43599.6667 | 0.13196 | 0.05388 | 2019-05-14 16:00 | 43599.6667 | 0.20496 | 0.16158
2019-05-14 17:00 | 43599.7083 | 0.13164 | 0.05337 | 2019-05-14 17:00 | 43599.7083 | 0.25709 | 0.20576
2019-05-14 18:00 | 43599.75 | 0.13294 | 0.05292 | 2019-05-14 18:00 | 43599.75 | 0.27938 | 0.2244
2019-05-14 19:00 | 43599.7917 | 0.13621 | 0.05389 | 2019-05-14 19:00 | 43599.7917 | 0.29665 | 0.23955
2019-05-14 20:00 | 43599.8333 | 0.1394 | 0.05609 | 2019-05-14 20:00 | 43599.8333 | 0.2949 | 0.2414
2019-05-14 21:00 | 43599.875 | 0.13696 | 0.05854 | 2019-05-14 21:00 | 43599.875 | 0.29003 | 0.23851
2019-05-14 22:00 | 43599.9167 | 0.0675 | 0.05609 | 2019-05-14 22:00 | 43599.9167 | 0.2734 | 0.22366
2019-05-14 23:00 | 43599.9583 | 0.06796 | 0.05328 | 2019-05-14 23:00 | 43599.9583 | 0.2672 | 0.21409
2019-05-15 | 43600 | 0.06805 | 0.05288 | 2019-05-15 | 43600 | 0.25179 | 0.19547
2019-05-15 01:00 | 43600.0417 | 0.06822 | 0.05275 | 2019-05-15 01:00 | 43600.0417 | 0.24265 | 0.18452
2019-05-15 02:00 | 43600.0833 | 0.06861 | 0.05271 | 2019-05-15 02:00 | 43600.0833 | 0.23416 | 0.17342
2019-05-15 03:00 | 43600.125 | 0.06858 | 0.05269 | 2019-05-15 03:00 | 43600.125 | 0.2311 | 0.16966
2019-05-15 04:00 | 43600.1667 | 0.0683 | 0.05276 | 2019-05-15 04:00 | 43600.1667 | 0.23132 | 0.16977
2019-05-15 05:00 | 43600.2083 | 0.06783 | 0.05285 | 2019-05-15 05:00 | 43600.2083 | 0.22312 | 0.16287
2019-05-15 06:00 | 43600.25 | 0.0697 | 0.05298 | 2019-05-15 06:00 | 43600.25 | 0.21933 | 0.15875
2019-05-15 07:00 | 43600.2917 | 0.07154 | 0.05502 | 2019-05-15 07:00 | 43600.2917 | 0.21347 | 0.15432
2019-05-15 08:00 | 43600.3333 | 0.07029 | 0.05756 | 2019-05-15 08:00 | 43600.3333 | 0.15638 | 0.1103
2019-05-15 09:00 | 43600.375 | 0.06937 | 0.05727 | 2019-05-15 09:00 | 43600.375 | 0.13315 | 0.09587
2019-05-15 10:00 | 43600.4167 | 0.06857 | 0.05652 | 2019-05-15 10:00 | 43600.4167 | 0.12623 | 0.09055
2019-05-15 11:00 | 43600.4583 | 0.06865 | 0.05569 | 2019-05-15 11:00 | 43600.4583 | 0.10902 | 0.07531
2019-05-15 12:00 | 43600.5 | 0.13376 | 0.05608 | 2019-05-15 12:00 | 43600.5 | 0.07535 | 0.04514
2019-05-15 13:00 | 43600.5417 | 0.13225 | 0.05499 | 2019-05-15 13:00 | 43600.5417 | 0.04324 | 0.0147
2019-05-15 14:00 | 43600.5833 | 0.13149 | 0.05353 | 2019-05-15 14:00 | 43600.5833 | 0.02866 | 0.00074
2019-05-15 15:00 | 43600.625 | 0.13017 | 0.05251 | 2019-05-15 15:00 | 43600.625 | 0.02712 | 0.00073
2019-05-15 16:00 | 43600.6667 | 0.12933 | 0.05155 | 2019-05-15 16:00 | 43600.6667 | 0.02755 | 0.00087
2019-05-15 17:00 | 43600.7083 | 0.12862 | 0.05097 | 2019-05-15 17:00 | 43600.7083 | 0.04488 | 0.01005
2019-05-15 18:00 | 43600.75 | 0.13033 | 0.05017 | 2019-05-15 18:00 | 43600.75 | 0.20593 | 0.15616
2019-05-15 19:00 | 43600.7917 | 0.13322 | 0.05143 | 2019-05-15 19:00 | 43600.7917 | 0.26951 | 0.21775
2019-05-15 20:00 | 43600.8333 | 0.13727 | 0.05328 | 2019-05-15 20:00 | 43600.8333 | 0.27416 | 0.22552
2019-05-15 21:00 | 43600.875 | 0.13505 | 0.0565 | 2019-05-15 21:00 | 43600.875 | 0.26495 | 0.21872
2019-05-15 22:00 | 43600.9167 | 0.06692 | 0.05429 | 2019-05-15 22:00 | 43600.9167 | 0.24695 | 0.19984
2019-05-15 23:00 | 43600.9583 | 0.07282 | 0.05234 | 2019-05-15 23:00 | 43600.9583 | 0.23097 | 0.17985
2019-05-16 | 43601 | 0.07305 | 0.05719 | 2019-05-16 | 43601 | 0.22283 | 0.1688
2019-05-16 01:00 | 43601.0417 | 0.0723 | 0.05713 | 2019-05-16 01:00 | 43601.0417 | 0.22402 | 0.16888
2019-05-16 02:00 | 43601.0833 | 0.0722 | 0.05624 | 2019-05-16 02:00 | 43601.0833 | 0.22674 | 0.16959
2019-05-16 03:00 | 43601.125 | 0.0718 | 0.05595 | 2019-05-16 03:00 | 43601.125 | 0.22606 | 0.16923
2019-05-16 04:00 | 43601.1667 | 0.07288 | 0.0556 | 2019-05-16 04:00 | 43601.1667 | 0.23865 | 0.18158
2019-05-16 05:00 | 43601.2083 | 0.07238 | 0.05678 | 2019-05-16 05:00 | 43601.2083 | 0.28527 | 0.22902
2019-05-16 06:00 | 43601.25 | 0.07199 | 0.05687 | 2019-05-16 06:00 | 43601.25 | 0.30198 | 0.24739
2019-05-16 07:00 | 43601.2917 | 0.07184 | 0.05707 | 2019-05-16 07:00 | 43601.2917 | 0.32166 | 0.23923
2019-05-16 08:00 | 43601.3333 | 0.07106 | 0.05783 | 2019-05-16 08:00 | 43601.3333 | 0.30266 | 0.22908
2019-05-16 09:00 | 43601.375 | 0.0702 | 0.05775 | 2019-05-16 09:00 | 43601.375 | 0.32726 | 0.20924
2019-05-16 10:00 | 43601.4167 | 0.06874 | 0.05709 | 2019-05-16 10:00 | 43601.4167 | 0.29976 | 0.18561
2019-05-16 11:00 | 43601.4583 | 0.06861 | 0.05574 | 2019-05-16 11:00 | 43601.4583 | 0.29317 | 0.17938
2019-05-16 12:00 | 43601.5 | 0.13314 | 0.05607 | 2019-05-16 12:00 | 43601.5 | 0.28031 | 0.16855
2019-05-16 13:00 | 43601.5417 | 0.12936 | 0.05446 | 2019-05-16 13:00 | 43601.5417 | 0.22635 | 0.16051
2019-05-16 14:00 | 43601.5833 | 0.12787 | 0.05078 | 2019-05-16 14:00 | 43601.5833 | 0.22973 | 0.16016
2019-05-16 15:00 | 43601.625 | 0.12588 | 0.04918 | 2019-05-16 15:00 | 43601.625 | 0.23122 | 0.16034
2019-05-16 16:00 | 43601.6667 | 0.12122 | 0.04766 | 2019-05-16 16:00 | 43601.6667 | 0.23177 | 0.16081
2019-05-16 17:00 | 43601.7083 | 0.11791 | 0.04365 | 2019-05-16 17:00 | 43601.7083 | 0.28044 | 0.1636
2019-05-16 18:00 | 43601.75 | 0.11998 | 0.04068 | 2019-05-16 18:00 | 43601.75 | 0.31917 | 0.1996
2019-05-16 19:00 | 43601.7917 | 0.12615 | 0.0424 | 2019-05-16 19:00 | 43601.7917 | 0.35194 | 0.22935
2019-05-16 20:00 | 43601.8333 | 0.12962 | 0.04729 | 2019-05-16 20:00 | 43601.8333 | 0.36727 | 0.24651
2019-05-16 21:00 | 43601.875 | 0.12797 | 0.04997 | 2019-05-16 21:00 | 43601.875 | 0.31477 | 0.23807
2019-05-16 22:00 | 43601.9167 | 0.05341 | 0.04805 | 2019-05-16 22:00 | 43601.9167 | 0.30727 | 0.22919
2019-05-16 23:00 | 43601.9583 | 0.05329 | 0.04051 | 2019-05-16 23:00 | 43601.9583 | 0.2505 | 0.2024
2019-05-17 | 43602 | 0.04941 | 0.03895 | 2019-05-17 | 43602 | 0.24519 | 0.19482
2019-05-17 01:00 | 43602.0417 | 0.04714 | 0.03603 | 2019-05-17 01:00 | 43602.0417 | 0.23938 | 0.18803
2019-05-17 02:00 | 43602.0833 | 0.04681 | 0.0339 | 2019-05-17 02:00 | 43602.0833 | 0.2364 | 0.18377
2019-05-17 03:00 | 43602.125 | 0.04713 | 0.03315 | 2019-05-17 03:00 | 43602.125 | 0.24176 | 0.18806
2019-05-17 04:00 | 43602.1667 | 0.04951 | 0.03343 | 2019-05-17 04:00 | 43602.1667 | 0.25504 | 0.20121
2019-05-17 05:00 | 43602.2083 | 0.05514 | 0.0357 | 2019-05-17 05:00 | 43602.2083 | 0.28328 | 0.22651
2019-05-17 06:00 | 43602.25 | 0.06087 | 0.04065 | 2019-05-17 06:00 | 43602.25 | 0.29142 | 0.2365
2019-05-17 07:00 | 43602.2917 | 0.06416 | 0.04644 | 2019-05-17 07:00 | 43602.2917 | 0.31269 | 0.22855
2019-05-17 08:00 | 43602.3333 | 0.06094 | 0.0507 | 2019-05-17 08:00 | 43602.3333 | 0.28184 | 0.20949
2019-05-17 09:00 | 43602.375 | 0.05901 | 0.04865 | 2019-05-17 09:00 | 43602.375 | 0.29454 | 0.17971
2019-05-17 10:00 | 43602.4167 | 0.05734 | 0.04698 | 2019-05-17 10:00 | 43602.4167 | 0.27255 | 0.16204
2019-05-17 11:00 | 43602.4583 | 0.05721 | 0.04548 | 2019-05-17 11:00 | 43602.4583 | 0.27146 | 0.16144
2019-05-17 12:00 | 43602.5 | 0.11922 | 0.0452 | 2019-05-17 12:00 | 43602.5 | 0.27028 | 0.16133
2019-05-17 13:00 | 43602.5417 | 0.11689 | 0.0416 | 2019-05-17 13:00 | 43602.5417 | 0.22486 | 0.16079
2019-05-17 14:00 | 43602.5833 | 0.11574 | 0.03935 | 2019-05-17 14:00 | 43602.5833 | 0.2287 | 0.1608
2019-05-17 15:00 | 43602.625 | 0.11614 | 0.03809 | 2019-05-17 15:00 | 43602.625 | 0.2305 | 0.16136
2019-05-17 16:00 | 43602.6667 | 0.12015 | 0.03864 | 2019-05-17 16:00 | 43602.6667 | 0.23942 | 0.16896
2019-05-17 17:00 | 43602.7083 | 0.12348 | 0.04207 | 2019-05-17 17:00 | 43602.7083 | 0.30479 | 0.18644
2019-05-17 18:00 | 43602.75 | 0.12609 | 0.04501 | 2019-05-17 18:00 | 43602.75 | 0.34551 | 0.22178
2019-05-17 19:00 | 43602.7917 | 0.12922 | 0.04733 | 2019-05-17 19:00 | 43602.7917 | 0.37001 | 0.2452
2019-05-17 20:00 | 43602.8333 | 0.13673 | 0.04937 | 2019-05-17 20:00 | 43602.8333 | 0.38916 | 0.26558
2019-05-17 21:00 | 43602.875 | 0.13777 | 0.05501 | 2019-05-17 21:00 | 43602.875 | 0.32341 | 0.24507
2019-05-17 22:00 | 43602.9167 | 0.06748 | 0.05522 | 2019-05-17 22:00 | 43602.9167 | 0.31204 | 0.23353
2019-05-17 23:00 | 43602.9583 | 0.06497 | 0.05282 | 2019-05-17 23:00 | 43602.9583 | 0.25335 | 0.20625
2019-05-18 | 43603 | 0.06193 | 0.04956 | 2019-05-18 | 43603 | 0.23415 | 0.1876
2019-05-18 01:00 | 43603.0417 | 0.06194 | 0.04671 | 2019-05-18 01:00 | 43603.0417 | 0.22713 | 0.17971
2019-05-18 02:00 | 43603.0833 | 0.06212 | 0.04643 | 2019-05-18 02:00 | 43603.0833 | 0.22505 | 0.17611
2019-05-18 03:00 | 43603.125 | 0.06221 | 0.04596 | 2019-05-18 03:00 | 43603.125 | 0.22217 | 0.17349
2019-05-18 04:00 | 43603.1667 | 0.06226 | 0.04596 | 2019-05-18 04:00 | 43603.1667 | 0.22869 | 0.17931
2019-05-18 05:00 | 43603.2083 | 0.06195 | 0.04602 | 2019-05-18 05:00 | 43603.2083 | 0.27365 | 0.21967
2019-05-18 06:00 | 43603.25 | 0.06262 | 0.04594 | 2019-05-18 06:00 | 43603.25 | 0.28738 | 0.23491
2019-05-18 07:00 | 43603.2917 | 0.06529 | 0.04643 | 2019-05-18 07:00 | 43603.2917 | 0.3124 | 0.22971
2019-05-18 08:00 | 43603.3333 | 0.06618 | 0.04982 | 2019-05-18 08:00 | 43603.3333 | 0.29242 | 0.21851
2019-05-18 09:00 | 43603.375 | 0.06407 | 0.05169 | 2019-05-18 09:00 | 43603.375 | 0.32524 | 0.20544
2019-05-18 10:00 | 43603.4167 | 0.06383 | 0.05052 | 2019-05-18 10:00 | 43603.4167 | 0.28586 | 0.17306
2019-05-18 11:00 | 43603.4583 | 0.06153 | 0.05025 | 2019-05-18 11:00 | 43603.4583 | 0.28264 | 0.17008
2019-05-18 12:00 | 43603.5 | 0.12562 | 0.04819 | 2019-05-18 12:00 | 43603.5 | 0.27819 | 0.16682
2019-05-18 13:00 | 43603.5417 | 0.11954 | 0.04608 | 2019-05-18 13:00 | 43603.5417 | 0.2316 | 0.16466
2019-05-18 14:00 | 43603.5833 | 0.11786 | 0.04069 | 2019-05-18 14:00 | 43603.5833 | 0.23768 | 0.1668
2019-05-18 15:00 | 43603.625 | 0.1143 | 0.03814 | 2019-05-18 15:00 | 43603.625 | 0.23975 | 0.16776
2019-05-18 16:00 | 43603.6667 | 0.11428 | 0.03511 | 2019-05-18 16:00 | 43603.6667 | 0.24386 | 0.17113
2019-05-18 17:00 | 43603.7083 | 0.11845 | 0.03549 | 2019-05-18 17:00 | 43603.7083 | 0.29728 | 0.17947
2019-05-18 18:00 | 43603.75 | 0.12025 | 0.03924 | 2019-05-18 18:00 | 43603.75 | 0.3339 | 0.21231
2019-05-18 19:00 | 43603.7917 | 0.12573 | 0.04077 | 2019-05-18 19:00 | 43603.7917 | 0.35121 | 0.22837
2019-05-18 20:00 | 43603.8333 | 0.13788 | 0.04523 | 2019-05-18 20:00 | 43603.8333 | 0.35699 | 0.23761
2019-05-18 21:00 | 43603.875 | 0.14009 | 0.05432 | 2019-05-18 21:00 | 43603.875 | 0.30059 | 0.22543
2019-05-18 22:00 | 43603.9167 | 0.06996 | 0.05598 | 2019-05-18 22:00 | 43603.9167 | 0.26549 | 0.1941
2019-05-18 23:00 | 43603.9583 | 0.07194 | 0.05435 | 2019-05-18 23:00 | 43603.9583 | 0.24171 | 0.19666
2019-05-19 | 43604 | 0.07163 | 0.05428 | 2019-05-19 | 43604 | 0.23033 | 0.18471
2019-05-19 01:00 | 43604.0417 | 0.06933 | 0.05371 | 2019-05-19 01:00 | 43604.0417 | 0.226 | 0.17964
2019-05-19 02:00 | 43604.0833 | 0.07067 | 0.05119 | 2019-05-19 02:00 | 43604.0833 | 0.22239 | 0.17594
2019-05-19 03:00 | 43604.125 | 0.06913 | 0.05183 | 2019-05-19 03:00 | 43604.125 | 0.22436 | 0.17761
2019-05-19 04:00 | 43604.1667 | 0.06879 | 0.05034 | 2019-05-19 04:00 | 43604.1667 | 0.23168 | 0.18463
2019-05-19 05:00 | 43604.2083 | 0.06519 | 0.05018 | 2019-05-19 05:00 | 43604.2083 | 0.27497 | 0.22203
2019-05-19 06:00 | 43604.25 | 0.06154 | 0.04717 | 2019-05-19 06:00 | 43604.25 | 0.28824 | 0.23562
2019-05-19 07:00 | 43604.2917 | 0.06341 | 0.0437 | 2019-05-19 07:00 | 43604.2917 | 0.31306 | 0.22971
2019-05-19 08:00 | 43604.3333 | 0.06482 | 0.04625 | 2019-05-19 08:00 | 43604.3333 | 0.2874 | 0.21546
2019-05-19 09:00 | 43604.375 | 0.06383 | 0.04832 | 2019-05-19 09:00 | 43604.375 | 0.31613 | 0.1978
2019-05-19 10:00 | 43604.4167 | 0.06346 | 0.04936 | 2019-05-19 10:00 | 43604.4167 | 0.28473 | 0.17129
2019-05-19 11:00 | 43604.4583 | 0.06093 | 0.04938 | 2019-05-19 11:00 | 43604.4583 | 0.27975 | 0.16674
2019-05-19 12:00 | 43604.5 | 0.12609 | 0.04686 | 2019-05-19 12:00 | 43604.5 | 0.27556 | 0.1635
2019-05-19 13:00 | 43604.5417 | 0.1226 | 0.04558 | 2019-05-19 13:00 | 43604.5417 | 0.228 | 0.161
2019-05-19 14:00 | 43604.5833 | 0.11772 | 0.04255 | 2019-05-19 14:00 | 43604.5833 | 0.22683 | 0.15713
2019-05-19 15:00 | 43604.625 | 0.11634 | 0.03771 | 2019-05-19 15:00 | 43604.625 | 0.22716 | 0.15713
2019-05-19 16:00 | 43604.6667 | 0.11658 | 0.03634 | 2019-05-19 16:00 | 43604.6667 | 0.23148 | 0.16202
2019-05-19 17:00 | 43604.7083 | 0.11827 | 0.03664 | 2019-05-19 17:00 | 43604.7083 | 0.28358 | 0.16464
2019-05-19 18:00 | 43604.75 | 0.12248 | 0.03803 | 2019-05-19 18:00 | 43604.75 | 0.2993 | 0.18199
2019-05-19 19:00 | 43604.7917 | 0.13087 | 0.04177 | 2019-05-19 19:00 | 43604.7917 | 0.34465 | 0.22096
2019-05-19 20:00 | 43604.8333 | 0.13785 | 0.04922 | 2019-05-19 20:00 | 43604.8333 | 0.35748 | 0.23632
2019-05-19 21:00 | 43604.875 | 0.13896 | 0.056 | 2019-05-19 21:00 | 43604.875 | 0.30191 | 0.22607
2019-05-19 22:00 | 43604.9167 | 0.07009 | 0.05703 | 2019-05-19 22:00 | 43604.9167 | 0.28816 | 0.21316
2019-05-19 23:00 | 43604.9583 | 0.06367 | 0.055 | 2019-05-19 23:00 | 43604.9583 | 0.25801 | 0.2108
2019-05-20 | 43605 | 0.06095 | 0.04735 | 2019-05-20 | 43605 | 0.24356 | 0.19523
2019-05-20 01:00 | 43605.0417 | 0.0588 | 0.04478 | 2019-05-20 01:00 | 43605.0417 | 0.23761 | 0.18883
2019-05-20 02:00 | 43605.0833 | 0.05953 | 0.04252 | 2019-05-20 02:00 | 43605.0833 | 0.23799 | 0.18725
2019-05-20 03:00 | 43605.125 | 0.06001 | 0.04267 | 2019-05-20 03:00 | 43605.125 | 0.23973 | 0.18872
2019-05-20 04:00 | 43605.1667 | 0.06431 | 0.0433 | 2019-05-20 04:00 | 43605.1667 | 0.26164 | 0.20782
2019-05-20 05:00 | 43605.2083 | 0.06976 | 0.04758 | 2019-05-20 05:00 | 43605.2083 | 0.28013 | 0.2256
2019-05-20 06:00 | 43605.25 | 0.07034 | 0.05327 | 2019-05-20 06:00 | 43605.25 | 0.28166 | 0.22986
2019-05-20 07:00 | 43605.2917 | 0.07152 | 0.0549 | 2019-05-20 07:00 | 43605.2917 | 0.3136 | 0.23042
2019-05-20 08:00 | 43605.3333 | 0.07115 | 0.05718 | 2019-05-20 08:00 | 43605.3333 | 0.29769 | 0.22355
2019-05-20 09:00 | 43605.375 | 0.07019 | 0.05736 | 2019-05-20 09:00 | 43605.375 | 0.32219 | 0.20449
2019-05-20 10:00 | 43605.4167 | 0.06891 | 0.05652 | 2019-05-20 10:00 | 43605.4167 | 0.31575 | 0.19923
2019-05-20 11:00 | 43605.4583 | 0.06826 | 0.05542 | 2019-05-20 11:00 | 43605.4583 | 0.31005 | 0.19411
2019-05-20 12:00 | 43605.5 | 0.1341 | 0.05532 | 2019-05-20 12:00 | 43605.5 | 0.30316 | 0.18911
2019-05-20 13:00 | 43605.5417 | 0.13359 | 0.05531 | 2019-05-20 13:00 | 43605.5417 | 0.24593 | 0.17958
2019-05-20 14:00 | 43605.5833 | 0.1331 | 0.05458 | 2019-05-20 14:00 | 43605.5833 | 0.24234 | 0.17359
2019-05-20 15:00 | 43605.625 | 0.13239 | 0.05412 | 2019-05-20 15:00 | 43605.625 | 0.25071 | 0.17963
2019-05-20 16:00 | 43605.6667 | 0.13305 | 0.05351 | 2019-05-20 16:00 | 43605.6667 | 0.26146 | 0.1891
2019-05-20 17:00 | 43605.7083 | 0.13278 | 0.05423 | 2019-05-20 17:00 | 43605.7083 | 0.33527 | 0.21421
2019-05-20 18:00 | 43605.75 | 0.1336 | 0.05391 | 2019-05-20 18:00 | 43605.75 | 0.34973 | 0.22497
2019-05-20 19:00 | 43605.7917 | 0.13624 | 0.05443 | 2019-05-20 19:00 | 43605.7917 | 0.35158 | 0.22618
2019-05-20 20:00 | 43605.8333 | 0.1391 | 0.05571 | 2019-05-20 20:00 | 43605.8333 | 0.33681 | 0.21751
2019-05-20 21:00 | 43605.875 | 0.13831 | 0.05783 | 2019-05-20 21:00 | 43605.875 | 0.27804 | 0.20475
2019-05-20 22:00 | 43605.9167 | 0.06957 | 0.05647 | 2019-05-20 22:00 | 43605.9167 | 0.26136 | 0.18958
2019-05-20 23:00 | 43605.9583 | 0.0743 | 0.05501 | 2019-05-20 23:00 | 43605.9583 | 0.22308 | 0.17938
2019-05-21 | 43606 | 0.07367 | 0.05831 | 2019-05-21 | 43606 | 0.21226 | 0.1688
2019-05-21 01:00 | 43606.0417 | 0.07289 | 0.05771 | 2019-05-21 01:00 | 43606.0417 | 0.21322 | 0.16885
2019-05-21 02:00 | 43606.0833 | 0.07341 | 0.05691 | 2019-05-21 02:00 | 43606.0833 | 0.21227 | 0.16555
2019-05-21 03:00 | 43606.125 | 0.07337 | 0.05712 | 2019-05-21 03:00 | 43606.125 | 0.21053 | 0.16454
2019-05-21 04:00 | 43606.1667 | 0.07392 | 0.05718 | 2019-05-21 04:00 | 43606.1667 | 0.21165 | 0.16463
2019-05-21 05:00 | 43606.2083 | 0.07315 | 0.0578 | 2019-05-21 05:00 | 43606.2083 | 0.21047 | 0.16454
2019-05-21 06:00 | 43606.25 | 0.0707 | 0.05772 | 2019-05-21 06:00 | 43606.25 | 0.21071 | 0.16455
2019-05-21 07:00 | 43606.2917 | 0.07153 | 0.05628 | 2019-05-21 07:00 | 43606.2917 | 0.2125 | 0.1662
2019-05-21 08:00 | 43606.3333 | 0.07123 | 0.05756 | 2019-05-21 08:00 | 43606.3333 | 0.21465 | 0.17248
2019-05-21 09:00 | 43606.375 | 0.07054 | 0.058 | 2019-05-21 09:00 | 43606.375 | 0.21913 | 0.17832
2019-05-21 10:00 | 43606.4167 | 0.06987 | 0.05737 | 2019-05-21 10:00 | 43606.4167 | 0.21506 | 0.17459
2019-05-21 11:00 | 43606.4583 | 0.07003 | 0.05734 | 2019-05-21 11:00 | 43606.4583 | 0.21032 | 0.17026
2019-05-21 12:00 | 43606.5 | 0.1363 | 0.0576 | 2019-05-21 12:00 | 43606.5 | 0.20641 | 0.16714
2019-05-21 13:00 | 43606.5417 | 0.13581 | 0.05754 | 2019-05-21 13:00 | 43606.5417 | 0.20302 | 0.16433
2019-05-21 14:00 | 43606.5833 | 0.13498 | 0.0569 | 2019-05-21 14:00 | 43606.5833 | 0.20426 | 0.16124
2019-05-21 15:00 | 43606.625 | 0.13367 | 0.05602 | 2019-05-21 15:00 | 43606.625 | 0.20361 | 0.15903
2019-05-21 16:00 | 43606.6667 | 0.13382 | 0.05503 | 2019-05-21 16:00 | 43606.6667 | 0.20832 | 0.16454
2019-05-21 17:00 | 43606.7083 | 0.13311 | 0.05524 | 2019-05-21 17:00 | 43606.7083 | 0.22221 | 0.17112
2019-05-21 18:00 | 43606.75 | 0.13336 | 0.05457 | 2019-05-21 18:00 | 43606.75 | 0.25281 | 0.20037
2019-05-21 19:00 | 43606.7917 | 0.13557 | 0.05457 | 2019-05-21 19:00 | 43606.7917 | 0.27382 | 0.21902
2019-05-21 20:00 | 43606.8333 | 0.1378 | 0.05601 | 2019-05-21 20:00 | 43606.8333 | 0.27879 | 0.22781
2019-05-21 21:00 | 43606.875 | 0.13671 | 0.05746 | 2019-05-21 21:00 | 43606.875 | 0.27728 | 0.22669
2019-05-21 22:00 | 43606.9167 | 0.06973 | 0.05603 | 2019-05-21 22:00 | 43606.9167 | 0.26543 | 0.21606
2019-05-21 23:00 | 43606.9583 | 0.07534 | 0.05552 | 2019-05-21 23:00 | 43606.9583 | 0.26543 | 0.21419
2019-05-22 | 43607 | 0.07554 | 0.05873 | 2019-05-22 | 43607 | 0.22852 | 0.1791
2019-05-22 01:00 | 43607.0417 | 0.07521 | 0.05881 | 2019-05-22 01:00 | 43607.0417 | 0.22326 | 0.1722
2019-05-22 02:00 | 43607.0833 | 0.07552 | 0.05827 | 2019-05-22 02:00 | 43607.0833 | 0.22718 | 0.17168
2019-05-22 03:00 | 43607.125 | 0.07564 | 0.0582 | 2019-05-22 03:00 | 43607.125 | 0.2278 | 0.1716
2019-05-22 04:00 | 43607.1667 | 0.07597 | 0.05841 | 2019-05-22 04:00 | 43607.1667 | 0.2323 | 0.17406
2019-05-22 05:00 | 43607.2083 | 0.07504 | 0.059 | 2019-05-22 05:00 | 43607.2083 | 0.23817 | 0.17987
2019-05-22 06:00 | 43607.25 | 0.07191 | 0.05892 | 2019-05-22 06:00 | 43607.25 | 0.238 | 0.17964
2019-05-22 07:00 | 43607.2917 | 0.07238 | 0.05704 | 2019-05-22 07:00 | 43607.2917 | 0.23612 | 0.17941
2019-05-22 08:00 | 43607.3333 | 0.07221 | 0.05861 | 2019-05-22 08:00 | 43607.3333 | 0.21756 | 0.16898
2019-05-22 09:00 | 43607.375 | 0.07178 | 0.05853 | 2019-05-22 09:00 | 43607.375 | 0.20847 | 0.16519
2019-05-22 10:00 | 43607.4167 | 0.07068 | 0.05819 | 2019-05-22 10:00 | 43607.4167 | 0.19973 | 0.1597
2019-05-22 11:00 | 43607.4583 | 0.0714 | 0.05789 | 2019-05-22 11:00 | 43607.4583 | 0.18772 | 0.14871
2019-05-22 12:00 | 43607.5 | 0.1377 | 0.05859 | 2019-05-22 12:00 | 43607.5 | 0.17944 | 0.14168
2019-05-22 13:00 | 43607.5417 | 0.13622 | 0.05846 | 2019-05-22 13:00 | 43607.5417 | 0.13298 | 0.1011
2019-05-22 14:00 | 43607.5833 | 0.1358 | 0.05699 | 2019-05-22 14:00 | 43607.5833 | 0.13946 | 0.1034
2019-05-22 15:00 | 43607.625 | 0.13509 | 0.05654 | 2019-05-22 15:00 | 43607.625 | 0.17494 | 0.13289
2019-05-22 16:00 | 43607.6667 | 0.13543 | 0.05603 | 2019-05-22 16:00 | 43607.6667 | 0.18517 | 0.14175
2019-05-22 17:00 | 43607.7083 | 0.13469 | 0.05641 | 2019-05-22 17:00 | 43607.7083 | 0.19997 | 0.14975
2019-05-22 18:00 | 43607.75 | 0.13485 | 0.05568 | 2019-05-22 18:00 | 43607.75 | 0.21841 | 0.16626
2019-05-22 19:00 | 43607.7917 | 0.13805 | 0.05555 | 2019-05-22 19:00 | 43607.7917 | 0.27379 | 0.22001
2019-05-22 20:00 | 43607.8333 | 0.14115 | 0.05692 | 2019-05-22 20:00 | 43607.8333 | 0.27765 | 0.22747
2019-05-22 21:00 | 43607.875 | 0.13926 | 0.05908 | 2019-05-22 21:00 | 43607.875 | 0.26731 | 0.21985
2019-05-22 22:00 | 43607.9167 | 0.07254 | 0.05784 | 2019-05-22 22:00 | 43607.9167 | 0.26364 | 0.21561
2019-05-22 23:00 | 43607.9583 | 0.07493 | 0.05757 | 2019-05-22 23:00 | 43607.9583 | 0.24628 | 0.19671
2019-05-23 | 43608 | 0.07505 | 0.05854 | 2019-05-23 | 43608 | 0.23159 | 0.17988
2019-05-23 01:00 | 43608.0417 | 0.07354 | 0.05837 | 2019-05-23 01:00 | 43608.0417 | 0.2231 | 0.17125
2019-05-23 02:00 | 43608.0833 | 0.07381 | 0.05652 | 2019-05-23 02:00 | 43608.0833 | 0.22506 | 0.17124
2019-05-23 03:00 | 43608.125 | 0.0743 | 0.05649 | 2019-05-23 03:00 | 43608.125 | 0.22482 | 0.17119
2019-05-23 04:00 | 43608.1667 | 0.07568 | 0.05692 | 2019-05-23 04:00 | 43608.1667 | 0.22534 | 0.17224
2019-05-23 05:00 | 43608.2083 | 0.07527 | 0.05838 | 2019-05-23 05:00 | 43608.2083 | 0.25557 | 0.2018
2019-05-23 06:00 | 43608.25 | 0.07397 | 0.05884 | 2019-05-23 06:00 | 43608.25 | 0.27687 | 0.22415
2019-05-23 07:00 | 43608.2917 | 0.07367 | 0.05851 | 2019-05-23 07:00 | 43608.2917 | 0.31287 | 0.22926
2019-05-23 08:00 | 43608.3333 | 0.07305 | 0.05935 | 2019-05-23 08:00 | 43608.3333 | 0.29241 | 0.22033
2019-05-23 09:00 | 43608.375 | 0.07286 | 0.05944 | 2019-05-23 09:00 | 43608.375 | 0.33489 | 0.21663
2019-05-23 10:00 | 43608.4167 | 0.07222 | 0.05932 | 2019-05-23 10:00 | 43608.4167 | 0.31591 | 0.20214
2019-05-23 11:00 | 43608.4583 | 0.07234 | 0.05933 | 2019-05-23 11:00 | 43608.4583 | 0.30335 | 0.18858
2019-05-23 12:00 | 43608.5 | 0.13868 | 0.05943 | 2019-05-23 12:00 | 43608.5 | 0.3018 | 0.18761
2019-05-23 13:00 | 43608.5417 | 0.13815 | 0.05933 | 2019-05-23 13:00 | 43608.5417 | 0.24567 | 0.1767
2019-05-23 14:00 | 43608.5833 | 0.13514 | 0.05856 | 2019-05-23 14:00 | 43608.5833 | 0.25088 | 0.17739
2019-05-23 15:00 | 43608.625 | 0.13382 | 0.05575 | 2019-05-23 15:00 | 43608.625 | 0.24916 | 0.17471
2019-05-23 16:00 | 43608.6667 | 0.13338 | 0.05482 | 2019-05-23 16:00 | 43608.6667 | 0.25521 | 0.17994
2019-05-23 17:00 | 43608.7083 | 0.13154 | 0.05462 | 2019-05-23 17:00 | 43608.7083 | 0.29964 | 0.17988
2019-05-23 18:00 | 43608.75 | 0.1308 | 0.05294 | 2019-05-23 18:00 | 43608.75 | 0.3359 | 0.21405
2019-05-23 19:00 | 43608.7917 | 0.13436 | 0.05215 | 2019-05-23 19:00 | 43608.7917 | 0.33129 | 0.20932
2019-05-23 20:00 | 43608.8333 | 0.13748 | 0.05455 | 2019-05-23 20:00 | 43608.8333 | 0.33337 | 0.21427
2019-05-23 21:00 | 43608.875 | 0.13396 | 0.0568 | 2019-05-23 21:00 | 43608.875 | 0.28468 | 0.20944
2019-05-23 22:00 | 43608.9167 | 0.06619 | 0.05329 | 2019-05-23 22:00 | 43608.9167 | 0.25551 | 0.17979
2019-05-23 23:00 | 43608.9583 | 0.06534 | 0.05161 | 2019-05-23 23:00 | 43608.9583 | 0.21942 | 0.17289
2019-05-24 | 43609 | 0.06573 | 0.05002 | 2019-05-24 | 43609 | 0.21491 | 0.16575
2019-05-24 01:00 | 43609.0417 | 0.06167 | 0.0502 | 2019-05-24 01:00 | 43609.0417 | 0.21711 | 0.16584
2019-05-24 02:00 | 43609.0833 | 0.06039 | 0.0464 | 2019-05-24 02:00 | 43609.0833 | 0.22173 | 0.16809
2019-05-24 03:00 | 43609.125 | 0.06035 | 0.04489 | 2019-05-24 03:00 | 43609.125 | 0.22457 | 0.17027
2019-05-24 04:00 | 43609.1667 | 0.06197 | 0.04485 | 2019-05-24 04:00 | 43609.1667 | 0.23664 | 0.18163
2019-05-24 05:00 | 43609.2083 | 0.06332 | 0.04644 | 2019-05-24 05:00 | 43609.2083 | 0.2581 | 0.20082
2019-05-24 06:00 | 43609.25 | 0.06453 | 0.04799 | 2019-05-24 06:00 | 43609.25 | 0.26052 | 0.20998
2019-05-24 07:00 | 43609.2917 | 0.06808 | 0.04954 | 2019-05-24 07:00 | 43609.2917 | 0.29394 | 0.2116
2019-05-24 08:00 | 43609.3333 | 0.06807 | 0.05465 | 2019-05-24 08:00 | 43609.3333 | 0.26473 | 0.19254
2019-05-24 09:00 | 43609.375 | 0.06629 | 0.05535 | 2019-05-24 09:00 | 43609.375 | 0.30293 | 0.17944
2019-05-24 10:00 | 43609.4167 | 0.06228 | 0.05381 | 2019-05-24 10:00 | 43609.4167 | 0.29016 | 0.16888
2019-05-24 11:00 | 43609.4583 | 0.06232 | 0.05018 | 2019-05-24 11:00 | 43609.4583 | 0.30118 | 0.17956
2019-05-24 12:00 | 43609.5 | 0.12844 | 0.05035 | 2019-05-24 12:00 | 43609.5 | 0.2887 | 0.16888
2019-05-24 13:00 | 43609.5417 | 0.12745 | 0.05016 | 2019-05-24 13:00 | 43609.5417 | 0.23651 | 0.16174
2019-05-24 14:00 | 43609.5833 | 0.12595 | 0.0491 | 2019-05-24 14:00 | 43609.5833 | 0.23674 | 0.16064
2019-05-24 15:00 | 43609.625 | 0.12516 | 0.04771 | 2019-05-24 15:00 | 43609.625 | 0.23629 | 0.15892
2019-05-24 16:00 | 43609.6667 | 0.12225 | 0.04705 | 2019-05-24 16:00 | 43609.6667 | 0.24078 | 0.15971
2019-05-24 17:00 | 43609.7083 | 0.11989 | 0.04445 | 2019-05-24 17:00 | 43609.7083 | 0.28415 | 0.15971
2019-05-24 18:00 | 43609.75 | 0.12244 | 0.0422 | 2019-05-24 18:00 | 43609.75 | 0.28421 | 0.16228
2019-05-24 19:00 | 43609.7917 | 0.12861 | 0.04425 | 2019-05-24 19:00 | 43609.7917 | 0.31649 | 0.19383
2019-05-24 20:00 | 43609.8333 | 0.1341 | 0.04884 | 2019-05-24 20:00 | 43609.8333 | 0.34177 | 0.21988
2019-05-24 21:00 | 43609.875 | 0.13104 | 0.05322 | 2019-05-24 21:00 | 43609.875 | 0.28883 | 0.21144
2019-05-24 22:00 | 43609.9167 | 0.06242 | 0.05015 | 2019-05-24 22:00 | 43609.9167 | 0.26295 | 0.18681
2019-05-24 23:00 | 43609.9583 | 0.05767 | 0.04819 | 2019-05-24 23:00 | 43609.9583 | 0.24732 | 0.19043
2019-05-25 | 43610 | 0.05572 | 0.04184 | 2019-05-25 | 43610 | 0.24037 | 0.17971
2019-05-25 01:00 | 43610.0417 | 0.05535 | 0.03978 | 2019-05-25 01:00 | 43610.0417 | 0.23306 | 0.17017
2019-05-25 02:00 | 43610.0833 | 0.05521 | 0.03928 | 2019-05-25 02:00 | 43610.0833 | 0.23282 | 0.16758
2019-05-25 03:00 | 43610.125 | 0.05534 | 0.03858 | 2019-05-25 03:00 | 43610.125 | 0.23528 | 0.16956
2019-05-25 04:00 | 43610.1667 | 0.05535 | 0.03858 | 2019-05-25 04:00 | 43610.1667 | 0.24074 | 0.17768
2019-05-25 05:00 | 43610.2083 | 0.0564 | 0.03865 | 2019-05-25 05:00 | 43610.2083 | 0.27625 | 0.21042
2019-05-25 06:00 | 43610.25 | 0.05662 | 0.03884 | 2019-05-25 06:00 | 43610.25 | 0.28653 | 0.22734
2019-05-25 07:00 | 43610.2917 | 0.05503 | 0.03933 | 2019-05-25 07:00 | 43610.2917 | 0.31178 | 0.22201
2019-05-25 08:00 | 43610.3333 | 0.05376 | 0.03978 | 2019-05-25 08:00 | 43610.3333 | 0.2915 | 0.20845
2019-05-25 09:00 | 43610.375 | 0.05549 | 0.04064 | 2019-05-25 09:00 | 43610.375 | 0.3139 | 0.18344
2019-05-25 10:00 | 43610.4167 | 0.05774 | 0.04265 | 2019-05-25 10:00 | 43610.4167 | 0.29527 | 0.16673
2019-05-25 11:00 | 43610.4583 | 0.05867 | 0.04481 | 2019-05-25 11:00 | 43610.4583 | 0.30632 | 0.17964
2019-05-25 12:00 | 43610.5 | 0.12735 | 0.0456 | 2019-05-25 12:00 | 43610.5 | 0.30594 | 0.17963
2019-05-25 13:00 | 43610.5417 | 0.12342 | 0.04754 | 2019-05-25 13:00 | 43610.5417 | 0.23698 | 0.15725
2019-05-25 14:00 | 43610.5833 | 0.1194 | 0.04393 | 2019-05-25 14:00 | 43610.5833 | 0.24044 | 0.15664
2019-05-25 15:00 | 43610.625 | 0.11846 | 0.03984 | 2019-05-25 15:00 | 43610.625 | 0.23801 | 0.15473
2019-05-25 16:00 | 43610.6667 | 0.11764 | 0.03931 | 2019-05-25 16:00 | 43610.6667 | 0.23999 | 0.15578
2019-05-25 17:00 | 43610.7083 | 0.11819 | 0.03884 | 2019-05-25 17:00 | 43610.7083 | 0.29434 | 0.16513
2019-05-25 18:00 | 43610.75 | 0.12041 | 0.03928 | 2019-05-25 18:00 | 43610.75 | 0.31586 | 0.18454
2019-05-25 19:00 | 43610.7917 | 0.12492 | 0.04093 | 2019-05-25 19:00 | 43610.7917 | 0.33665 | 0.208
2019-05-25 20:00 | 43610.8333 | 0.13201 | 0.04444 | 2019-05-25 20:00 | 43610.8333 | 0.34212 | 0.21356
2019-05-25 21:00 | 43610.875 | 0.13241 | 0.05056 | 2019-05-25 21:00 | 43610.875 | 0.28934 | 0.2042
2019-05-25 22:00 | 43610.9167 | 0.06352 | 0.05038 | 2019-05-25 22:00 | 43610.9167 | 0.27474 | 0.18709
2019-05-25 23:00 | 43610.9583 | 0.06047 | 0.04826 | 2019-05-25 23:00 | 43610.9583 | 0.2328 | 0.18195
2019-05-26 | 43611 | 0.05682 | 0.04393 | 2019-05-26 | 43611 | 0.22587 | 0.17063
2019-05-26 01:00 | 43611.0417 | 0.05455 | 0.03965 | 2019-05-26 01:00 | 43611.0417 | 0.21861 | 0.1597
2019-05-26 02:00 | 43611.0833 | 0.05399 | 0.03805 | 2019-05-26 02:00 | 43611.0833 | 0.21001 | 0.15025
2019-05-26 03:00 | 43611.125 | 0.05295 | 0.0368 | 2019-05-26 03:00 | 43611.125 | 0.2099 | 0.15024
2019-05-26 04:00 | 43611.1667 | 0.05395 | 0.0358 | 2019-05-26 04:00 | 43611.1667 | 0.21154 | 0.1532
2019-05-26 05:00 | 43611.2083 | 0.0558 | 0.03685 | 2019-05-26 05:00 | 43611.2083 | 0.24018 | 0.17917
2019-05-26 06:00 | 43611.25 | 0.05607 | 0.03738 | 2019-05-26 06:00 | 43611.25 | 0.24938 | 0.19434
2019-05-26 07:00 | 43611.2917 | 0.05529 | 0.03768 | 2019-05-26 07:00 | 43611.2917 | 0.27206 | 0.18925
2019-05-26 08:00 | 43611.3333 | 0.0524 | 0.03807 | 2019-05-26 08:00 | 43611.3333 | 0.23502 | 0.16296
2019-05-26 09:00 | 43611.375 | 0.05351 | 0.03807 | 2019-05-26 09:00 | 43611.375 | 0.28306 | 0.16202
2019-05-26 10:00 | 43611.4167 | 0.05327 | 0.03974 | 2019-05-26 10:00 | 43611.4167 | 0.29502 | 0.1626
2019-05-26 11:00 | 43611.4583 | 0.05154 | 0.03968 | 2019-05-26 11:00 | 43611.4583 | 0.28376 | 0.16331
2019-05-26 12:00 | 43611.5 | 0.11965 | 0.03804 | 2019-05-26 12:00 | 43611.5 | 0.2726 | 0.15468
2019-05-26 13:00 | 43611.5417 | 0.1181 | 0.03968 | 2019-05-26 13:00 | 43611.5417 | 0.22861 | 0.15468
2019-05-26 14:00 | 43611.5833 | 0.11498 | 0.03823 | 2019-05-26 14:00 | 43611.5833 | 0.22876 | 0.15219
2019-05-26 15:00 | 43611.625 | 0.11379 | 0.03472 | 2019-05-26 15:00 | 43611.625 | 0.23188 | 0.15407
2019-05-26 16:00 | 43611.6667 | 0.11355 | 0.03372 | 2019-05-26 16:00 | 43611.6667 | 0.23884 | 0.16071
2019-05-26 17:00 | 43611.7083 | 0.11606 | 0.0336 | 2019-05-26 17:00 | 43611.7083 | 0.28344 | 0.16167
2019-05-26 18:00 | 43611.75 | 0.11901 | 0.03567 | 2019-05-26 18:00 | 43611.75 | 0.32309 | 0.1944
2019-05-26 19:00 | 43611.7917 | 0.12558 | 0.03809 | 2019-05-26 19:00 | 43611.7917 | 0.32987 | 0.19933
2019-05-26 20:00 | 43611.8333 | 0.13689 | 0.04481 | 2019-05-26 20:00 | 43611.8333 | 0.34204 | 0.21742
2019-05-26 21:00 | 43611.875 | 0.14021 | 0.05519 | 2019-05-26 21:00 | 43611.875 | 0.29288 | 0.20941
2019-05-26 22:00 | 43611.9167 | 0.07037 | 0.05799 | 2019-05-26 22:00 | 43611.9167 | 0.29444 | 0.20893
2019-05-26 23:00 | 43611.9583 | 0.07091 | 0.055 | 2019-05-26 23:00 | 43611.9583 | 0.22617 | 0.17465
2019-05-27 | 43612 | 0.06616 | 0.05378 | 2019-05-27 | 43612 | 0.20382 | 0.1499
2019-05-27 01:00 | 43612.0417 | 0.0632 | 0.04902 | 2019-05-27 01:00 | 43612.0417 | 0.20211 | 0.14625
2019-05-27 02:00 | 43612.0833 | 0.06273 | 0.04621 | 2019-05-27 02:00 | 43612.0833 | 0.20444 | 0.14582
2019-05-27 03:00 | 43612.125 | 0.06203 | 0.04532 | 2019-05-27 03:00 | 43612.125 | 0.20459 | 0.14582
2019-05-27 04:00 | 43612.1667 | 0.06534 | 0.04489 | 2019-05-27 04:00 | 43612.1667 | 0.20564 | 0.1473
2019-05-27 05:00 | 43612.2083 | 0.07077 | 0.04827 | 2019-05-27 05:00 | 43612.2083 | 0.23054 | 0.1738
2019-05-27 06:00 | 43612.25 | 0.07208 | 0.05399 | 2019-05-27 06:00 | 43612.25 | 0.24019 | 0.18865
2019-05-27 07:00 | 43612.2917 | 0.07311 | 0.05591 | 2019-05-27 07:00 | 43612.2917 | 0.2784 | 0.19518
2019-05-27 08:00 | 43612.3333 | 0.07166 | 0.05829 | 2019-05-27 08:00 | 43612.3333 | 0.25903 | 0.18375
2019-05-27 09:00 | 43612.375 | 0.0701 | 0.05763 | 2019-05-27 09:00 | 43612.375 | 0.28535 | 0.16483
2019-05-27 10:00 | 43612.4167 | 0.06757 | 0.05631 | 2019-05-27 10:00 | 43612.4167 | 0.28726 | 0.16808
2019-05-27 11:00 | 43612.4583 | 0.06791 | 0.05476 | 2019-05-27 11:00 | 43612.4583 | 0.28186 | 0.1631
2019-05-27 12:00 | 43612.5 | 0.13332 | 0.05503 | 2019-05-27 12:00 | 43612.5 | 0.27987 | 0.16221
2019-05-27 13:00 | 43612.5417 | 0.1311 | 0.05428 | 2019-05-27 13:00 | 43612.5417 | 0.23118 | 0.15887
2019-05-27 14:00 | 43612.5833 | 0.12786 | 0.05201 | 2019-05-27 14:00 | 43612.5833 | 0.22343 | 0.1497
2019-05-27 15:00 | 43612.625 | 0.12665 | 0.04888 | 2019-05-27 15:00 | 43612.625 | 0.22149 | 0.14722
2019-05-27 16:00 | 43612.6667 | 0.12394 | 0.04788 | 2019-05-27 16:00 | 43612.6667 | 0.22018 | 0.14622
2019-05-27 17:00 | 43612.7083 | 0.12024 | 0.04557 | 2019-05-27 17:00 | 43612.7083 | 0.26598 | 0.14722
2019-05-27 18:00 | 43612.75 | 0.12047 | 0.04222 | 2019-05-27 18:00 | 43612.75 | 0.28987 | 0.16695
2019-05-27 19:00 | 43612.7917 | 0.1284 | 0.04152 | 2019-05-27 19:00 | 43612.7917 | 0.32956 | 0.19904
2019-05-27 20:00 | 43612.8333 | 0.13277 | 0.04856 | 2019-05-27 20:00 | 43612.8333 | 0.34162 | 0.21396
2019-05-27 21:00 | 43612.875 | 0.13049 | 0.05226 | 2019-05-27 21:00 | 43612.875 | 0.28494 | 0.2027
2019-05-27 22:00 | 43612.9167 | 0.05853 | 0.04953 | 2019-05-27 22:00 | 43612.9167 | 0.26922 | 0.18822
2019-05-27 23:00 | 43612.9583 | 0.05726 | 0.04387 | 2019-05-27 23:00 | 43612.9583 | 0.21746 | 0.16887
2019-05-28 | 43613 | 0.05772 | 0.04178 | 2019-05-28 | 43613 | 0.20551 | 0.15145
2019-05-28 01:00 | 43613.0417 | 0.05679 | 0.04195 | 2019-05-28 01:00 | 43613.0417 | 0.21667 | 0.15844
2019-05-28 02:00 | 43613.0833 | 0.05749 | 0.04086 | 2019-05-28 02:00 | 43613.0833 | 0.20834 | 0.14836
2019-05-28 03:00 | 43613.125 | 0.05746 | 0.04089 | 2019-05-28 03:00 | 43613.125 | 0.21164 | 0.15087
2019-05-28 04:00 | 43613.1667 | 0.05834 | 0.04089 | 2019-05-28 04:00 | 43613.1667 | 0.22284 | 0.16071
2019-05-28 05:00 | 43613.2083 | 0.06265 | 0.04191 | 2019-05-28 05:00 | 43613.2083 | 0.23717 | 0.17594
2019-05-28 06:00 | 43613.25 | 0.06475 | 0.04608 | 2019-05-28 06:00 | 43613.25 | 0.23979 | 0.17724
2019-05-28 07:00 | 43613.2917 | 0.06818 | 0.0496 | 2019-05-28 07:00 | 43613.2917 | 0.22894 | 0.17044
2019-05-28 08:00 | 43613.3333 | 0.06773 | 0.0542 | 2019-05-28 08:00 | 43613.3333 | 0.2256 | 0.15255
2019-05-28 09:00 | 43613.375 | 0.06566 | 0.05434 | 2019-05-28 09:00 | 43613.375 | 0.20508 | 0.14451
2019-05-28 10:00 | 43613.4167 | 0.06474 | 0.05249 | 2019-05-28 10:00 | 43613.4167 | 0.20478 | 0.14496
2019-05-28 11:00 | 43613.4583 | 0.06646 | 0.05192 | 2019-05-28 11:00 | 43613.4583 | 0.21337 | 0.14842
2019-05-28 12:00 | 43613.5 | 0.13031 | 0.05353 | 2019-05-28 12:00 | 43613.5 | 0.21203 | 0.14395
2019-05-28 13:00 | 43613.5417 | 0.12879 | 0.05137 | 2019-05-28 13:00 | 43613.5417 | 0.20639 | 0.14165
2019-05-28 14:00 | 43613.5833 | 0.1268 | 0.04976 | 2019-05-28 14:00 | 43613.5833 | 0.20709 | 0.13838
2019-05-28 15:00 | 43613.625 | 0.12373 | 0.04771 | 2019-05-28 15:00 | 43613.625 | 0.19589 | 0.12595
2019-05-28 16:00 | 43613.6667 | 0.12209 | 0.04508 | 2019-05-28 16:00 | 43613.6667 | 0.19909 | 0.12992
2019-05-28 17:00 | 43613.7083 | 0.12068 | 0.04367 | 2019-05-28 17:00 | 43613.7083 | 0.21235 | 0.1435
2019-05-28 18:00 | 43613.75 | 0.12084 | 0.04233 | 2019-05-28 18:00 | 43613.75 | 0.21731 | 0.16129
2019-05-28 19:00 | 43613.7917 | 0.12814 | 0.04228 | 2019-05-28 19:00 | 43613.7917 | 0.27144 | 0.20863
2019-05-28 20:00 | 43613.8333 | 0.13217 | 0.0484 | 2019-05-28 20:00 | 43613.8333 | 0.28541 | 0.22768
2019-05-28 21:00 | 43613.875 | 0.1311 | 0.0517 | 2019-05-28 21:00 | 43613.875 | 0.27199 | 0.21469
2019-05-28 22:00 | 43613.9167 | 0.05983 | 0.0501 | 2019-05-28 22:00 | 43613.9167 | 0.25836 | 0.20048
2019-05-28 23:00 | 43613.9583 | 0.06087 | 0.04496 | 2019-05-28 23:00 | 43613.9583 | 0.23846 | 0.18274
2019-05-29 | 43614 | 0.05919 | 0.04485 | 2019-05-29 | 43614 | 0.23897 | 0.17839
2019-05-29 01:00 | 43614.0417 | 0.05752 | 0.04328 | 2019-05-29 01:00 | 43614.0417 | 0.22309 | 0.15942
2019-05-29 02:00 | 43614.0833 | 0.05759 | 0.04139 | 2019-05-29 02:00 | 43614.0833 | 0.22002 | 0.15377
2019-05-29 03:00 | 43614.125 | 0.05735 | 0.04069 | 2019-05-29 03:00 | 43614.125 | 0.21655 | 0.1507
2019-05-29 04:00 | 43614.1667 | 0.05768 | 0.0405 | 2019-05-29 04:00 | 43614.1667 | 0.22829 | 0.16043
2019-05-29 05:00 | 43614.2083 | 0.05782 | 0.04112 | 2019-05-29 05:00 | 43614.2083 | 0.24618 | 0.17505
2019-05-29 06:00 | 43614.25 | 0.06144 | 0.04178 | 2019-05-29 06:00 | 43614.25 | 0.22802 | 0.15964
2019-05-29 07:00 | 43614.2917 | 0.06176 | 0.04654 | 2019-05-29 07:00 | 43614.2917 | 0.20156 | 0.14366
2019-05-29 08:00 | 43614.3333 | 0.06095 | 0.04813 | 2019-05-29 08:00 | 43614.3333 | 0.18954 | 0.13975
2019-05-29 09:00 | 43614.375 | 0.06069 | 0.04808 | 2019-05-29 09:00 | 43614.375 | 0.18562 | 0.13969
2019-05-29 10:00 | 43614.4167 | 0.06073 | 0.04796 | 2019-05-29 10:00 | 43614.4167 | 0.19049 | 0.14476
2019-05-29 11:00 | 43614.4583 | 0.06243 | 0.04806 | 2019-05-29 11:00 | 43614.4583 | 0.1857 | 0.14071
2019-05-29 12:00 | 43614.5 | 0.12881 | 0.04959 | 2019-05-29 12:00 | 43614.5 | 0.17821 | 0.13303
2019-05-29 13:00 | 43614.5417 | 0.12729 | 0.04981 | 2019-05-29 13:00 | 43614.5417 | 0.16715 | 0.1233
2019-05-29 14:00 | 43614.5833 | 0.12745 | 0.04822 | 2019-05-29 14:00 | 43614.5833 | 0.16847 | 0.12099
2019-05-29 15:00 | 43614.625 | 0.12732 | 0.04817 | 2019-05-29 15:00 | 43614.625 | 0.16847 | 0.11939
2019-05-29 16:00 | 43614.6667 | 0.12723 | 0.0482 | 2019-05-29 16:00 | 43614.6667 | 0.19168 | 0.13925
2019-05-29 17:00 | 43614.7083 | 0.12739 | 0.0482 | 2019-05-29 17:00 | 43614.7083 | 0.20048 | 0.14579
2019-05-29 18:00 | 43614.75 | 0.12767 | 0.04825 | 2019-05-29 18:00 | 43614.75 | 0.23852 | 0.18252
2019-05-29 19:00 | 43614.7917 | 0.13375 | 0.04825 | 2019-05-29 19:00 | 43614.7917 | 0.27004 | 0.21464
2019-05-29 20:00 | 43614.8333 | 0.13851 | 0.0532 | 2019-05-29 20:00 | 43614.8333 | 0.27735 | 0.22467
2019-05-29 21:00 | 43614.875 | 0.13583 | 0.05702 | 2019-05-29 21:00 | 43614.875 | 0.28013 | 0.22773
2019-05-29 22:00 | 43614.9167 | 0.06606 | 0.05408 | 2019-05-29 22:00 | 43614.9167 | 0.26724 | 0.21455
2019-05-29 23:00 | 43614.9583 | 0.06833 | 0.05079 | 2019-05-29 23:00 | 43614.9583 | 0.25795 | 0.20386
2019-05-30 | 43615 | 0.0621 | 0.05198 | 2019-05-30 | 43615 | 0.25879 | 0.19883
2019-05-30 01:00 | 43615.0417 | 0.0582 | 0.04608 | 2019-05-30 01:00 | 43615.0417 | 0.25386 | 0.19235
2019-05-30 02:00 | 43615.0833 | 0.05875 | 0.04219 | 2019-05-30 02:00 | 43615.0833 | 0.25262 | 0.19039
2019-05-30 03:00 | 43615.125 | 0.05884 | 0.04215 | 2019-05-30 03:00 | 43615.125 | 0.25088 | 0.18829
2019-05-30 04:00 | 43615.1667 | 0.05851 | 0.04225 | 2019-05-30 04:00 | 43615.1667 | 0.25569 | 0.19551
2019-05-30 05:00 | 43615.2083 | 0.06379 | 0.04229 | 2019-05-30 05:00 | 43615.2083 | 0.28583 | 0.2307
2019-05-30 06:00 | 43615.25 | 0.07012 | 0.04728 | 2019-05-30 06:00 | 43615.25 | 0.28369 | 0.2315
2019-05-30 07:00 | 43615.2917 | 0.06915 | 0.05435 | 2019-05-30 07:00 | 43615.2917 | 0.31058 | 0.22887
2019-05-30 08:00 | 43615.3333 | 0.06852 | 0.05525 | 2019-05-30 08:00 | 43615.3333 | 0.28806 | 0.21603
2019-05-30 09:00 | 43615.375 | 0.06749 | 0.05523 | 2019-05-30 09:00 | 43615.375 | 0.32852 | 0.21047
2019-05-30 10:00 | 43615.4167 | 0.06772 | 0.05448 | 2019-05-30 10:00 | 43615.4167 | 0.31351 | 0.19864
2019-05-30 11:00 | 43615.4583 | 0.06868 | 0.05473 | 2019-05-30 11:00 | 43615.4583 | 0.31332 | 0.1983
2019-05-30 12:00 | 43615.5 | 0.13553 | 0.05551 | 2019-05-30 12:00 | 43615.5 | 0.30509 | 0.19148
2019-05-30 13:00 | 43615.5417 | 0.13575 | 0.0559 | 2019-05-30 13:00 | 43615.5417 | 0.2561 | 0.18829
2019-05-30 14:00 | 43615.5833 | 0.13533 | 0.05583 | 2019-05-30 14:00 | 43615.5833 | 0.25098 | 0.17971
2019-05-30 15:00 | 43615.625 | 0.13512 | 0.05523 | 2019-05-30 15:00 | 43615.625 | 0.23982 | 0.1689
2019-05-30 16:00 | 43615.6667 | 0.13496 | 0.05521 | 2019-05-30 16:00 | 43615.6667 | 0.25752 | 0.18374
2019-05-30 17:00 | 43615.7083 | 0.13461 | 0.05523 | 2019-05-30 17:00 | 43615.7083 | 0.30947 | 0.19089
2019-05-30 18:00 | 43615.75 | 0.13526 | 0.05489 | 2019-05-30 18:00 | 43615.75 | 0.33454 | 0.2135
2019-05-30 19:00 | 43615.7917 | 0.13668 | 0.05523 | 2019-05-30 19:00 | 43615.7917 | 0.36308 | 0.23873
2019-05-30 20:00 | 43615.8333 | 0.14095 | 0.05591 | 2019-05-30 20:00 | 43615.8333 | 0.37434 | 0.25072
2019-05-30 21:00 | 43615.875 | 0.13763 | 0.05925 | 2019-05-30 21:00 | 43615.875 | 0.3236 | 0.24423
2019-05-30 22:00 | 43615.9167 | 0.06839 | 0.05578 | 2019-05-30 22:00 | 43615.9167 | 0.30719 | 0.22794
2019-05-30 23:00 | 43615.9583 | 0.07238 | 0.05316 | 2019-05-30 23:00 | 43615.9583 | 0.27489 | 0.22424
2019-05-31 | 43616 | 0.06992 | 0.05617 | 2019-05-31 | 43616 | 0.26915 | 0.21568
2019-05-31 01:00 | 43616.0417 | 0.06489 | 0.05377 | 2019-05-31 01:00 | 43616.0417 | 0.26841 | 0.21294
2019-05-31 02:00 | 43616.0833 | 0.06575 | 0.04899 | 2019-05-31 02:00 | 43616.0833 | 0.26981 | 0.21293
2019-05-31 03:00 | 43616.125 | 0.06866 | 0.04932 | 2019-05-31 03:00 | 43616.125 | 0.26856 | 0.21137
2019-05-31 04:00 | 43616.1667 | 0.07154 | 0.05193 | 2019-05-31 04:00 | 43616.1667 | 0.26471 | 0.20994
2019-05-31 05:00 | 43616.2083 | 0.07299 | 0.05476 | 2019-05-31 05:00 | 43616.2083 | 0.2853 | 0.22849
2019-05-31 06:00 | 43616.25 | 0.07127 | 0.05602 | 2019-05-31 06:00 | 43616.25 | 0.30615 | 0.24756
2019-05-31 07:00 | 43616.2917 | 0.07006 | 0.05524 | 2019-05-31 07:00 | 43616.2917 | 0.33187 | 0.24297
2019-05-31 08:00 | 43616.3333 | 0.06955 | 0.05593 | 2019-05-31 08:00 | 43616.3333 | 0.30189 | 0.2256
2019-05-31 09:00 | 43616.375 | 0.06928 | 0.05594 | 2019-05-31 09:00 | 43616.375 | 0.32943 | 0.20982
2019-05-31 10:00 | 43616.4167 | 0.06918 | 0.05593 | 2019-05-31 10:00 | 43616.4167 | 0.31843 | 0.20113
2019-05-31 11:00 | 43616.4583 | 0.07108 | 0.05594 | 2019-05-31 11:00 | 43616.4583 | 0.30937 | 0.19253
2019-05-31 12:00 | 43616.5 | 0.13772 | 0.05767 | 2019-05-31 12:00 | 43616.5 | 0.29722 | 0.18353
2019-05-31 13:00 | 43616.5417 | 0.13753 | 0.05769 | 2019-05-31 13:00 | 43616.5417 | 0.25967 | 0.18958
2019-05-31 14:00 | 43616.5833 | 0.13611 | 0.05732 | 2019-05-31 14:00 | 43616.5833 | 0.25249 | 0.17964
2019-05-31 15:00 | 43616.625 | 0.13584 | 0.05583 | 2019-05-31 15:00 | 43616.625 | 0.25308 | 0.17964
2019-05-31 16:00 | 43616.6667 | 0.13578 | 0.05574 | 2019-05-31 16:00 | 43616.6667 | 0.26038 | 0.18442
2019-05-31 17:00 | 43616.7083 | 0.1354 | 0.05575 | 2019-05-31 17:00 | 43616.7083 | 0.31647 | 0.19491
2019-05-31 18:00 | 43616.75 | 0.13554 | 0.05574 | 2019-05-31 18:00 | 43616.75 | 0.34344 | 0.21978
2019-05-31 19:00 | 43616.7917 | 0.13625 | 0.05563 | 2019-05-31 19:00 | 43616.7917 | 0.36605 | 0.24012
2019-05-31 20:00 | 43616.8333 | 0.13869 | 0.05578 | 2019-05-31 20:00 | 43616.8333 | 0.37149 | 0.2474
2019-05-31 21:00 | 43616.875 | 0.13737 | 0.05734 | 2019-05-31 21:00 | 43616.875 | 0.31931 | 0.23982
2019-05-31 22:00 | 43616.9167 | 0.07048 | 0.05581 | 2019-05-31 22:00 | 43616.9167 | 0.3069 | 0.22778
2019-05-31 23:00 | 43616.9583 | 0.07587 | 0.05563 | 2019-05-31 23:00 | 43616.9583 | 0.27019 | 0.2218
2019-06-01 | 43617 | 0.07576 | 0.059 | 2019-06-01 | 43617 | 0.26025 | 0.21227
2019-06-01 01:00 | 43617.0417 | 0.07503 | 0.05867 | 2019-06-01 01:00 | 43617.0417 | 0.2523 | 0.20468
2019-06-01 02:00 | 43617.0833 | 0.07487 | 0.05782 | 2019-06-01 02:00 | 43617.0833 | 0.24831 | 0.19863
2019-06-01 03:00 | 43617.125 | 0.07493 | 0.05747 | 2019-06-01 03:00 | 43617.125 | 0.24141 | 0.19467
2019-06-01 04:00 | 43617.1667 | 0.07523 | 0.05749 | 2019-06-01 04:00 | 43617.1667 | 0.24541 | 0.19863
2019-06-01 05:00 | 43617.2083 | 0.07207 | 0.05783 | 2019-06-01 05:00 | 43617.2083 | 0.28037 | 0.22968
2019-06-01 06:00 | 43617.25 | 0.06597 | 0.05507 | 2019-06-01 06:00 | 43617.25 | 0.30101 | 0.24932
2019-06-01 07:00 | 43617.2917 | 0.06781 | 0.05015 | 2019-06-01 07:00 | 43617.2917 | 0.32257 | 0.24583
2019-06-01 08:00 | 43617.3333 | 0.06843 | 0.0527 | 2019-06-01 08:00 | 43617.3333 | 0.29973 | 0.22831
2019-06-01 09:00 | 43617.375 | 0.06953 | 0.05413 | 2019-06-01 09:00 | 43617.375 | 0.32731 | 0.21148
2019-06-01 10:00 | 43617.4167 | 0.06924 | 0.05553 | 2019-06-01 10:00 | 43617.4167 | 0.32275 | 0.20533
2019-06-01 11:00 | 43617.4583 | 0.06952 | 0.05552 | 2019-06-01 11:00 | 43617.4583 | 0.31328 | 0.19583
2019-06-01 12:00 | 43617.5 | 0.13622 | 0.05574 | 2019-06-01 12:00 | 43617.5 | 0.29517 | 0.17983
2019-06-01 13:00 | 43617.5417 | 0.13436 | 0.05571 | 2019-06-01 13:00 | 43617.5417 | 0.24089 | 0.17536
2019-06-01 14:00 | 43617.5833 | 0.12741 | 0.05389 | 2019-06-01 14:00 | 43617.5833 | 0.23818 | 0.1728
2019-06-01 15:00 | 43617.625 | 0.12479 | 0.04744 | 2019-06-01 15:00 | 43617.625 | 0.23587 | 0.1709
2019-06-01 16:00 | 43617.6667 | 0.12353 | 0.04525 | 2019-06-01 16:00 | 43617.6667 | 0.23901 | 0.17381
2019-06-01 17:00 | 43617.7083 | 0.125 | 0.04429 | 2019-06-01 17:00 | 43617.7083 | 0.29373 | 0.17767
2019-06-01 18:00 | 43617.75 | 0.12559 | 0.04553 | 2019-06-01 18:00 | 43617.75 | 0.32313 | 0.20535
2019-06-01 19:00 | 43617.7917 | 0.13002 | 0.0463 | 2019-06-01 19:00 | 43617.7917 | 0.37436 | 0.24767
2019-06-01 20:00 | 43617.8333 | 0.13557 | 0.04971 | 2019-06-01 20:00 | 43617.8333 | 0.39076 | 0.2625
2019-06-01 21:00 | 43617.875 | 0.1352 | 0.05422 | 2019-06-01 21:00 | 43617.875 | 0.32982 | 0.25013
2019-06-01 22:00 | 43617.9167 | 0.06204 | 0.05384 | 2019-06-01 22:00 | 43617.9167 | 0.31008 | 0.23223
2019-06-01 23:00 | 43617.9583 | 0.07182 | 0.04795 | 2019-06-01 23:00 | 43617.9583 | 0.29526 | 0.24135
2019-06-02 | 43618 | 0.06902 | 0.05447 | 2019-06-02 | 43618 | 0.29311 | 0.23838
2019-06-02 01:00 | 43618.0417 | 0.06604 | 0.05164 | 2019-06-02 01:00 | 43618.0417 | 0.28136 | 0.22802
2019-06-02 02:00 | 43618.0833 | 0.06436 | 0.04849 | 2019-06-02 02:00 | 43618.0833 | 0.28199 | 0.22793
2019-06-02 03:00 | 43618.125 | 0.06485 | 0.04671 | 2019-06-02 03:00 | 43618.125 | 0.27363 | 0.22102
2019-06-02 04:00 | 43618.1667 | 0.06649 | 0.0471 | 2019-06-02 04:00 | 43618.1667 | 0.2746 | 0.22252
2019-06-02 05:00 | 43618.2083 | 0.06303 | 0.04871 | 2019-06-02 05:00 | 43618.2083 | 0.28925 | 0.2366
2019-06-02 06:00 | 43618.25 | 0.06079 | 0.04534 | 2019-06-02 06:00 | 43618.25 | 0.29228 | 0.24153
2019-06-02 07:00 | 43618.2917 | 0.06085 | 0.04355 | 2019-06-02 07:00 | 43618.2917 | 0.31097 | 0.23635
2019-06-02 08:00 | 43618.3333 | 0.05939 | 0.04479 | 2019-06-02 08:00 | 43618.3333 | 0.2638 | 0.19848
2019-06-02 09:00 | 43618.375 | 0.05853 | 0.04438 | 2019-06-02 09:00 | 43618.375 | 0.29179 | 0.17986
2019-06-02 10:00 | 43618.4167 | 0.05993 | 0.04584 | 2019-06-02 10:00 | 43618.4167 | 0.29221 | 0.17962
2019-06-02 11:00 | 43618.4583 | 0.06083 | 0.04715 | 2019-06-02 11:00 | 43618.4583 | 0.2923 | 0.17961
2019-06-02 12:00 | 43618.5 | 0.12741 | 0.04782 | 2019-06-02 12:00 | 43618.5 | 0.2863 | 0.17459
2019-06-02 13:00 | 43618.5417 | 0.12539 | 0.0479 | 2019-06-02 13:00 | 43618.5417 | 0.23562 | 0.1717
2019-06-02 14:00 | 43618.5833 | 0.12231 | 0.04618 | 2019-06-02 14:00 | 43618.5833 | 0.23611 | 0.17156
2019-06-02 15:00 | 43618.625 | 0.11913 | 0.04309 | 2019-06-02 15:00 | 43618.625 | 0.24155 | 0.17591
2019-06-02 16:00 | 43618.6667 | 0.11962 | 0.0403 | 2019-06-02 16:00 | 43618.6667 | 0.24622 | 0.18074
2019-06-02 17:00 | 43618.7083 | 0.12085 | 0.0408 | 2019-06-02 17:00 | 43618.7083 | 0.33805 | 0.21723
2019-06-02 18:00 | 43618.75 | 0.12457 | 0.04176 | 2019-06-02 18:00 | 43618.75 | 0.35413 | 0.23026
2019-06-02 19:00 | 43618.7917 | 0.12876 | 0.04491 | 2019-06-02 19:00 | 43618.7917 | 0.36436 | 0.23855
2019-06-02 20:00 | 43618.8333 | 0.13942 | 0.04836 | 2019-06-02 20:00 | 43618.8333 | 0.38532 | 0.256
2019-06-02 21:00 | 43618.875 | 0.14039 | 0.05749 | 2019-06-02 21:00 | 43618.875 | 0.33693 | 0.25459
2019-06-02 22:00 | 43618.9167 | 0.07107 | 0.05843 | 2019-06-02 22:00 | 43618.9167 | 0.32233 | 0.2416
2019-06-02 23:00 | 43618.9583 | 0.07283 | 0.05606 | 2019-06-02 23:00 | 43618.9583 | 0.29223 | 0.23847
2019-06-03 | 43619 | 0.06793 | 0.0563 | 2019-06-03 | 43619 | 0.2879 | 0.23195
2019-06-03 01:00 | 43619.0417 | 0.0643 | 0.05166 | 2019-06-03 01:00 | 43619.0417 | 0.28396 | 0.22781
2019-06-03 02:00 | 43619.0833 | 0.06422 | 0.04802 | 2019-06-03 02:00 | 43619.0833 | 0.28214 | 0.22779
2019-06-03 03:00 | 43619.125 | 0.06383 | 0.04778 | 2019-06-03 03:00 | 43619.125 | 0.2704 | 0.21884
2019-06-03 04:00 | 43619.1667 | 0.06355 | 0.04819 | 2019-06-03 04:00 | 43619.1667 | 0.27283 | 0.22131
2019-06-03 05:00 | 43619.2083 | 0.06304 | 0.04864 | 2019-06-03 05:00 | 43619.2083 | 0.28428 | 0.2318
2019-06-03 06:00 | 43619.25 | 0.0684 | 0.04893 | 2019-06-03 06:00 | 43619.25 | 0.28952 | 0.23785
2019-06-03 07:00 | 43619.2917 | 0.07127 | 0.054 | 2019-06-03 07:00 | 43619.2917 | 0.31479 | 0.23795
2019-06-03 08:00 | 43619.3333 | 0.07051 | 0.05809 | 2019-06-03 08:00 | 43619.3333 | 0.30197 | 0.22978
2019-06-03 09:00 | 43619.375 | 0.0704 | 0.05789 | 2019-06-03 09:00 | 43619.375 | 0.33836 | 0.21973
2019-06-03 10:00 | 43619.4167 | 0.07124 | 0.05773 | 2019-06-03 10:00 | 43619.4167 | 0.32681 | 0.20974
2019-06-03 11:00 | 43619.4583 | 0.07164 | 0.05858 | 2019-06-03 11:00 | 43619.4583 | 0.30653 | 0.19223
2019-06-03 12:00 | 43619.5 | 0.13734 | 0.05886 | 2019-06-03 12:00 | 43619.5 | 0.29144 | 0.17993
2019-06-03 13:00 | 43619.5417 | 0.13407 | 0.05832 | 2019-06-03 13:00 | 43619.5417 | 0.23542 | 0.17226
2019-06-03 14:00 | 43619.5833 | 0.13176 | 0.05526 | 2019-06-03 14:00 | 43619.5833 | 0.23595 | 0.1722
2019-06-03 15:00 | 43619.625 | 0.12795 | 0.05291 | 2019-06-03 15:00 | 43619.625 | 0.23996 | 0.17573
2019-06-03 16:00 | 43619.6667 | 0.12721 | 0.04986 | 2019-06-03 16:00 | 43619.6667 | 0.24466 | 0.17977
2019-06-03 17:00 | 43619.7083 | 0.1266 | 0.04936 | 2019-06-03 17:00 | 43619.7083 | 0.30634 | 0.1917
2019-06-03 18:00 | 43619.75 | 0.12882 | 0.0487 | 2019-06-03 18:00 | 43619.75 | 0.33272 | 0.21088
2019-06-03 19:00 | 43619.7917 | 0.13117 | 0.05029 | 2019-06-03 19:00 | 43619.7917 | 0.34541 | 0.22159
2019-06-03 20:00 | 43619.8333 | 0.13617 | 0.0519 | 2019-06-03 20:00 | 43619.8333 | 0.36297 | 0.23664
2019-06-03 21:00 | 43619.875 | 0.13497 | 0.0559 | 2019-06-03 21:00 | 43619.875 | 0.31966 | 0.23977
2019-06-03 22:00 | 43619.9167 | 0.06887 | 0.05482 | 2019-06-03 22:00 | 43619.9167 | 0.31824 | 0.23766
2019-06-03 23:00 | 43619.9583 | 0.07286 | 0.05496 | 2019-06-03 23:00 | 43619.9583 | 0.29099 | 0.2377
2019-06-04 | 43620 | 0.07012 | 0.05761 | 2019-06-04 | 43620 | 0.29267 | 0.23755
2019-06-04 01:00 | 43620.0417 | 0.06625 | 0.05501 | 2019-06-04 01:00 | 43620.0417 | 0.27345 | 0.22098
2019-06-04 02:00 | 43620.0833 | 0.06384 | 0.05134 | 2019-06-04 02:00 | 43620.0833 | 0.26818 | 0.2162
2019-06-04 03:00 | 43620.125 | 0.06135 | 0.04877 | 2019-06-04 03:00 | 43620.125 | 0.26046 | 0.20938
2019-06-04 04:00 | 43620.1667 | 0.05957 | 0.0466 | 2019-06-04 04:00 | 43620.1667 | 0.26856 | 0.21573
2019-06-04 05:00 | 43620.2083 | 0.06099 | 0.04531 | 2019-06-04 05:00 | 43620.2083 | 0.26834 | 0.21572
2019-06-04 06:00 | 43620.25 | 0.06465 | 0.04676 | 2019-06-04 06:00 | 43620.25 | 0.27714 | 0.22427
2019-06-04 07:00 | 43620.2917 | 0.06877 | 0.05 | 2019-06-04 07:00 | 43620.2917 | 0.25645 | 0.20966
2019-06-04 08:00 | 43620.3333 | 0.06542 | 0.05517 | 2019-06-04 08:00 | 43620.3333 | 0.24083 | 0.19699
2019-06-04 09:00 | 43620.375 | 0.06477 | 0.05279 | 2019-06-04 09:00 | 43620.375 | 0.24349 | 0.19661
2019-06-04 10:00 | 43620.4167 | 0.06303 | 0.05184 | 2019-06-04 10:00 | 43620.4167 | 0.23753 | 0.19018
2019-06-04 11:00 | 43620.4583 | 0.06369 | 0.05025 | 2019-06-04 11:00 | 43620.4583 | 0.22773 | 0.18201
2019-06-04 12:00 | 43620.5 | 0.12746 | 0.05086 | 2019-06-04 12:00 | 43620.5 | 0.22382 | 0.17805
2019-06-04 13:00 | 43620.5417 | 0.12559 | 0.04885 | 2019-06-04 13:00 | 43620.5417 | 0.21567 | 0.17067
2019-06-04 14:00 | 43620.5833 | 0.12448 | 0.04688 | 2019-06-04 14:00 | 43620.5833 | 0.20181 | 0.15767
2019-06-04 15:00 | 43620.625 | 0.12114 | 0.04565 | 2019-06-04 15:00 | 43620.625 | 0.19846 | 0.15514
2019-06-04 16:00 | 43620.6667 | 0.1207 | 0.04324 | 2019-06-04 16:00 | 43620.6667 | 0.20353 | 0.16052
2019-06-04 17:00 | 43620.7083 | 0.12087 | 0.04294 | 2019-06-04 17:00 | 43620.7083 | 0.22619 | 0.17708
2019-06-04 18:00 | 43620.75 | 0.12392 | 0.04301 | 2019-06-04 18:00 | 43620.75 | 0.24496 | 0.19714
2019-06-04 19:00 | 43620.7917 | 0.12608 | 0.04549 | 2019-06-04 19:00 | 43620.7917 | 0.26174 | 0.20851
2019-06-04 20:00 | 43620.8333 | 0.13401 | 0.04695 | 2019-06-04 20:00 | 43620.8333 | 0.29858 | 0.24085
2019-06-04 21:00 | 43620.875 | 0.13389 | 0.05369 | 2019-06-04 21:00 | 43620.875 | 0.30388 | 0.24519
2019-06-04 22:00 | 43620.9167 | 0.06047 | 0.05371 | 2019-06-04 22:00 | 43620.9167 | 0.29723 | 0.23837
2019-06-04 23:00 | 43620.9583 | 0.05903 | 0.04714 | 2019-06-04 23:00 | 43620.9583 | 0.29115 | 0.2329
2019-06-05 | 43621 | 0.0592 | 0.04557 | 2019-06-05 | 43621 | 0.27348 | 0.21698
2019-06-05 01:00 | 43621.0417 | 0.05523 | 0.04577 | 2019-06-05 01:00 | 43621.0417 | 0.2659 | 0.20949
2019-06-05 02:00 | 43621.0833 | 0.05426 | 0.04201 | 2019-06-05 02:00 | 43621.0833 | 0.27105 | 0.21274
2019-06-05 03:00 | 43621.125 | 0.05377 | 0.04071 | 2019-06-05 03:00 | 43621.125 | 0.26768 | 0.20813
2019-06-05 04:00 | 43621.1667 | 0.05395 | 0.04025 | 2019-06-05 04:00 | 43621.1667 | 0.27343 | 0.21238
2019-06-05 05:00 | 43621.2083 | 0.0593 | 0.04059 | 2019-06-05 05:00 | 43621.2083 | 0.27178 | 0.21098
2019-06-05 06:00 | 43621.25 | 0.05817 | 0.04548 | 2019-06-05 06:00 | 43621.25 | 0.2647 | 0.20557
2019-06-05 07:00 | 43621.2917 | 0.06062 | 0.04475 | 2019-06-05 07:00 | 43621.2917 | 0.23775 | 0.18499
2019-06-05 08:00 | 43621.3333 | 0.05711 | 0.04813 | 2019-06-05 08:00 | 43621.3333 | 0.21753 | 0.16945
2019-06-05 09:00 | 43621.375 | 0.05688 | 0.04557 | 2019-06-05 09:00 | 43621.375 | 0.21316 | 0.16627
2019-06-05 10:00 | 43621.4167 | 0.05612 | 0.04475 | 2019-06-05 10:00 | 43621.4167 | 0.21286 | 0.16639
2019-06-05 11:00 | 43621.4583 | 0.05702 | 0.04364 | 2019-06-05 11:00 | 43621.4583 | 0.21112 | 0.16568
2019-06-05 12:00 | 43621.5 | 0.12008 | 0.04441 | 2019-06-05 12:00 | 43621.5 | 0.21126 | 0.16623
2019-06-05 13:00 | 43621.5417 | 0.11806 | 0.04185 | 2019-06-05 13:00 | 43621.5417 | 0.20988 | 0.16479
2019-06-05 14:00 | 43621.5833 | 0.11717 | 0.0398 | 2019-06-05 14:00 | 43621.5833 | 0.20646 | 0.15968
2019-06-05 15:00 | 43621.625 | 0.11626 | 0.03876 | 2019-06-05 15:00 | 43621.625 | 0.20032 | 0.15301
2019-06-05 16:00 | 43621.6667 | 0.11866 | 0.03885 | 2019-06-05 16:00 | 43621.6667 | 0.2071 | 0.15968
2019-06-05 17:00 | 43621.7083 | 0.12104 | 0.04115 | 2019-06-05 17:00 | 43621.7083 | 0.21099 | 0.16321
2019-06-05 18:00 | 43621.75 | 0.12305 | 0.04367 | 2019-06-05 18:00 | 43621.75 | 0.21661 | 0.1696
2019-06-05 19:00 | 43621.7917 | 0.12902 | 0.04523 | 2019-06-05 19:00 | 43621.7917 | 0.25686 | 0.20809
2019-06-05 20:00 | 43621.8333 | 0.13909 | 0.04981 | 2019-06-05 20:00 | 43621.8333 | 0.29674 | 0.24103
2019-06-05 21:00 | 43621.875 | 0.13931 | 0.05796 | 2019-06-05 21:00 | 43621.875 | 0.29976 | 0.24393
2019-06-05 22:00 | 43621.9167 | 0.06884 | 0.05849 | 2019-06-05 22:00 | 43621.9167 | 0.28943 | 0.23409
2019-06-05 23:00 | 43621.9583 | 0.06768 | 0.05471 | 2019-06-05 23:00 | 43621.9583 | 0.26588 | 0.21516
2019-06-06 | 43622 | 0.06313 | 0.05263 | 2019-06-06 | 43622 | 0.24852 | 0.19848
2019-06-06 01:00 | 43622.0417 | 0.05956 | 0.04863 | 2019-06-06 01:00 | 43622.0417 | 0.23632 | 0.18798
2019-06-06 02:00 | 43622.0833 | 0.06091 | 0.04511 | 2019-06-06 02:00 | 43622.0833 | 0.23708 | 0.18708
2019-06-06 03:00 | 43622.125 | 0.06089 | 0.04596 | 2019-06-06 03:00 | 43622.125 | 0.23445 | 0.18538
2019-06-06 04:00 | 43622.1667 | 0.06008 | 0.04592 | 2019-06-06 04:00 | 43622.1667 | 0.23674 | 0.18793
2019-06-06 05:00 | 43622.2083 | 0.06288 | 0.04565 | 2019-06-06 05:00 | 43622.2083 | 0.2633 | 0.21491
2019-06-06 06:00 | 43622.25 | 0.06658 | 0.04859 | 2019-06-06 06:00 | 43622.25 | 0.27285 | 0.22472
2019-06-06 07:00 | 43622.2917 | 0.0698 | 0.05215 | 2019-06-06 07:00 | 43622.2917 | 0.28714 | 0.21526
2019-06-06 08:00 | 43622.3333 | 0.0659 | 0.05678 | 2019-06-06 08:00 | 43622.3333 | 0.25725 | 0.19062
2019-06-06 09:00 | 43622.375 | 0.06057 | 0.05383 | 2019-06-06 09:00 | 43622.375 | 0.30081 | 0.18526
2019-06-06 10:00 | 43622.4167 | 0.05609 | 0.04786 | 2019-06-06 10:00 | 43622.4167 | 0.29535 | 0.1801
2019-06-06 11:00 | 43622.4583 | 0.05591 | 0.04379 | 2019-06-06 11:00 | 43622.4583 | 0.29059 | 0.17543
2019-06-06 12:00 | 43622.5 | 0.11966 | 0.04354 | 2019-06-06 12:00 | 43622.5 | 0.28914 | 0.17374
2019-06-06 13:00 | 43622.5417 | 0.11547 | 0.0416 | 2019-06-06 13:00 | 43622.5417 | 0.24374 | 0.17548
2019-06-06 14:00 | 43622.5833 | 0.11297 | 0.03735 | 2019-06-06 14:00 | 43622.5833 | 0.24045 | 0.17118
2019-06-06 15:00 | 43622.625 | 0.11039 | 0.03478 | 2019-06-06 15:00 | 43622.625 | 0.23824 | 0.16876
2019-06-06 16:00 | 43622.6667 | 0.11281 | 0.03334 | 2019-06-06 16:00 | 43622.6667 | 0.23699 | 0.16779
2019-06-06 17:00 | 43622.7083 | 0.11274 | 0.03561 | 2019-06-06 17:00 | 43622.7083 | 0.28696 | 0.16925
2019-06-06 18:00 | 43622.75 | 0.11483 | 0.03594 | 2019-06-06 18:00 | 43622.75 | 0.32086 | 0.19952
2019-06-06 19:00 | 43622.7917 | 0.11705 | 0.03757 | 2019-06-06 19:00 | 43622.7917 | 0.33604 | 0.21457
2019-06-06 20:00 | 43622.8333 | 0.12033 | 0.03925 | 2019-06-06 20:00 | 43622.8333 | 0.3629 | 0.23548
2019-06-06 21:00 | 43622.875 | 0.12085 | 0.04193 | 2019-06-06 21:00 | 43622.875 | 0.31389 | 0.23342
2019-06-06 22:00 | 43622.9167 | 0.05016 | 0.04169 | 2019-06-06 22:00 | 43622.9167 | 0.29277 | 0.21358
2019-06-06 23:00 | 43622.9583 | 0.04819 | 0.0373 | 2019-06-06 23:00 | 43622.9583 | 0.25286 | 0.20735
2019-06-07 | 43623 | 0.0431 | 0.0359 | 2019-06-07 | 43623 | 0.23424 | 0.19063
2019-06-07 01:00 | 43623.0417 | 0.03953 | 0.03112 | 2019-06-07 01:00 | 43623.0417 | 0.22116 | 0.17895
2019-06-07 02:00 | 43623.0833 | 0.03919 | 0.02761 | 2019-06-07 02:00 | 43623.0833 | 0.21807 | 0.17568
2019-06-07 03:00 | 43623.125 | 0.04161 | 0.02679 | 2019-06-07 03:00 | 43623.125 | 0.21664 | 0.17443
2019-06-07 04:00 | 43623.1667 | 0.04379 | 0.02906 | 2019-06-07 04:00 | 43623.1667 | 0.21536 | 0.17443
2019-06-07 05:00 | 43623.2083 | 0.04935 | 0.03116 | 2019-06-07 05:00 | 43623.2083 | 0.21323 | 0.17548
2019-06-07 06:00 | 43623.25 | 0.05392 | 0.03584 | 2019-06-07 06:00 | 43623.25 | 0.26155 | 0.21683
2019-06-07 07:00 | 43623.2917 | 0.05619 | 0.04024 | 2019-06-07 07:00 | 43623.2917 | 0.29122 | 0.21995
2019-06-07 08:00 | 43623.3333 | 0.05483 | 0.04413 | 2019-06-07 08:00 | 43623.3333 | 0.27849 | 0.21082
2019-06-07 09:00 | 43623.375 | 0.05346 | 0.04361 | 2019-06-07 09:00 | 43623.375 | 0.3098 | 0.19663
2019-06-07 10:00 | 43623.4167 | 0.05361 | 0.04236 | 2019-06-07 10:00 | 43623.4167 | 0.30966 | 0.1964
2019-06-07 11:00 | 43623.4583 | 0.05508 | 0.04256 | 2019-06-07 11:00 | 43623.4583 | 0.3089 | 0.1958
2019-06-07 12:00 | 43623.5 | 0.12187 | 0.04382 | 2019-06-07 12:00 | 43623.5 | 0.29573 | 0.18487
2019-06-07 13:00 | 43623.5417 | 0.12124 | 0.04413 | 2019-06-07 13:00 | 43623.5417 | 0.23536 | 0.17355
2019-06-07 14:00 | 43623.5833 | 0.12128 | 0.04351 | 2019-06-07 14:00 | 43623.5833 | 0.22592 | 0.16474
2019-06-07 15:00 | 43623.625 | 0.12178 | 0.04332 | 2019-06-07 15:00 | 43623.625 | 0.22502 | 0.16381
2019-06-07 16:00 | 43623.6667 | 0.12245 | 0.04352 | 2019-06-07 16:00 | 43623.6667 | 0.23535 | 0.17282
2019-06-07 17:00 | 43623.7083 | 0.12279 | 0.04392 | 2019-06-07 17:00 | 43623.7083 | 0.28938 | 0.17795
2019-06-07 18:00 | 43623.75 | 0.12416 | 0.04415 | 2019-06-07 18:00 | 43623.75 | 0.31171 | 0.19612
2019-06-07 19:00 | 43623.7917 | 0.13243 | 0.04552 | 2019-06-07 19:00 | 43623.7917 | 0.34858 | 0.22722
2019-06-07 20:00 | 43623.8333 | 0.13871 | 0.05238 | 2019-06-07 20:00 | 43623.8333 | 0.35006 | 0.22855
2019-06-07 21:00 | 43623.875 | 0.13834 | 0.05765 | 2019-06-07 21:00 | 43623.875 | 0.29326 | 0.22003
2019-06-07 22:00 | 43623.9167 | 0.06712 | 0.05693 | 2019-06-07 22:00 | 43623.9167 | 0.28297 | 0.21075
2019-06-07 23:00 | 43623.9583 | 0.07186 | 0.05271 | 2019-06-07 23:00 | 43623.9583 | 0.23249 | 0.19026
2019-06-08 | 43624 | 0.06564 | 0.05589 | 2019-06-08 | 43624 | 0.21546 | 0.17461
2019-06-08 01:00 | 43624.0417 | 0.0604 | 0.05011 | 2019-06-08 01:00 | 43624.0417 | 0.21245 | 0.17097
2019-06-08 02:00 | 43624.0833 | 0.05939 | 0.04509 | 2019-06-08 02:00 | 43624.0833 | 0.21496 | 0.17258
2019-06-08 03:00 | 43624.125 | 0.05799 | 0.04347 | 2019-06-08 03:00 | 43624.125 | 0.21469 | 0.17263
2019-06-08 04:00 | 43624.1667 | 0.05763 | 0.043 | 2019-06-08 04:00 | 43624.1667 | 0.21737 | 0.17553
2019-06-08 05:00 | 43624.2083 | 0.05757 | 0.04293 | 2019-06-08 05:00 | 43624.2083 | 0.24119 | 0.19709
2019-06-08 06:00 | 43624.25 | 0.05793 | 0.04304 | 2019-06-08 06:00 | 43624.25 | 0.25848 | 0.21361
2019-06-08 07:00 | 43624.2917 | 0.0633 | 0.04353 | 2019-06-08 07:00 | 43624.2917 | 0.286 | 0.21469
2019-06-08 08:00 | 43624.3333 | 0.06089 | 0.04851 | 2019-06-08 08:00 | 43624.3333 | 0.27273 | 0.20497
2019-06-08 09:00 | 43624.375 | 0.06194 | 0.04728 | 2019-06-08 09:00 | 43624.375 | 0.30306 | 0.19053
2019-06-08 10:00 | 43624.4167 | 0.06191 | 0.04872 | 2019-06-08 10:00 | 43624.4167 | 0.30091 | 0.18868
2019-06-08 11:00 | 43624.4583 | 0.0618 | 0.0488 | 2019-06-08 11:00 | 43624.4583 | 0.28628 | 0.17561
2019-06-08 12:00 | 43624.5 | 0.12823 | 0.0488 | 2019-06-08 12:00 | 43624.5 | 0.27929 | 0.16967
2019-06-08 13:00 | 43624.5417 | 0.12655 | 0.0488 | 2019-06-08 13:00 | 43624.5417 | 0.22512 | 0.16323
2019-06-08 14:00 | 43624.5833 | 0.12227 | 0.04711 | 2019-06-08 14:00 | 43624.5833 | 0.22217 | 0.16023
2019-06-08 15:00 | 43624.625 | 0.1205 | 0.04305 | 2019-06-08 15:00 | 43624.625 | 0.22214 | 0.16005
2019-06-08 16:00 | 43624.6667 | 0.12015 | 0.04199 | 2019-06-08 16:00 | 43624.6667 | 0.22394 | 0.16177
2019-06-08 17:00 | 43624.7083 | 0.12038 | 0.04183 | 2019-06-08 17:00 | 43624.7083 | 0.27568 | 0.16543
2019-06-08 18:00 | 43624.75 | 0.12066 | 0.04199 | 2019-06-08 18:00 | 43624.75 | 0.30333 | 0.18758
2019-06-08 19:00 | 43624.7917 | 0.1239 | 0.04206 | 2019-06-08 19:00 | 43624.7917 | 0.33212 | 0.21203
2019-06-08 20:00 | 43624.8333 | 0.12978 | 0.04373 | 2019-06-08 20:00 | 43624.8333 | 0.33093 | 0.21166
2019-06-08 21:00 | 43624.875 | 0.13009 | 0.04881 | 2019-06-08 21:00 | 43624.875 | 0.28292 | 0.21068
2019-06-08 22:00 | 43624.9167 | 0.05905 | 0.04891 | 2019-06-08 22:00 | 43624.9167 | 0.26964 | 0.19852
2019-06-08 23:00 | 43624.9583 | 0.06118 | 0.04462 | 2019-06-08 23:00 | 43624.9583 | 0.23213 | 0.18895
2019-06-09 | 43625 | 0.05795 | 0.04587 | 2019-06-09 | 43625 | 0.21105 | 0.17038
2019-06-09 01:00 | 43625.0417 | 0.05653 | 0.04282 | 2019-06-09 01:00 | 43625.0417 | 0.20468 | 0.16469
2019-06-09 02:00 | 43625.0833 | 0.0595 | 0.04106 | 2019-06-09 02:00 | 43625.0833 | 0.206 | 0.16506
2019-06-09 03:00 | 43625.125 | 0.05695 | 0.0421 | 2019-06-09 03:00 | 43625.125 | 0.20623 | 0.16525
2019-06-09 04:00 | 43625.1667 | 0.05617 | 0.04066 | 2019-06-09 04:00 | 43625.1667 | 0.21084 | 0.16968
2019-06-09 05:00 | 43625.2083 | 0.05693 | 0.04002 | 2019-06-09 05:00 | 43625.2083 | 0.24032 | 0.19628
2019-06-09 06:00 | 43625.25 | 0.05744 | 0.03972 | 2019-06-09 06:00 | 43625.25 | 0.2602 | 0.21502
2019-06-09 07:00 | 43625.2917 | 0.0585 | 0.03972 | 2019-06-09 07:00 | 43625.2917 | 0.28612 | 0.21528
2019-06-09 08:00 | 43625.3333 | 0.05861 | 0.04248 | 2019-06-09 08:00 | 43625.3333 | 0.26639 | 0.19994
2019-06-09 09:00 | 43625.375 | 0.06029 | 0.04421 | 2019-06-09 09:00 | 43625.375 | 0.30469 | 0.19273
2019-06-09 10:00 | 43625.4167 | 0.06282 | 0.04586 | 2019-06-09 10:00 | 43625.4167 | 0.29547 | 0.18451
2019-06-09 11:00 | 43625.4583 | 0.06458 | 0.0483 | 2019-06-09 11:00 | 43625.4583 | 0.2937 | 0.1824
2019-06-09 12:00 | 43625.5 | 0.13119 | 0.04992 | 2019-06-09 12:00 | 43625.5 | 0.2832 | 0.17344
2019-06-09 13:00 | 43625.5417 | 0.12789 | 0.05041 | 2019-06-09 13:00 | 43625.5417 | 0.22241 | 0.16157
2019-06-09 14:00 | 43625.5833 | 0.1222 | 0.04761 | 2019-06-09 14:00 | 43625.5833 | 0.21912 | 0.15812
2019-06-09 15:00 | 43625.625 | 0.11733 | 0.04213 | 2019-06-09 15:00 | 43625.625 | 0.21471 | 0.15404
2019-06-09 16:00 | 43625.6667 | 0.11587 | 0.03764 | 2019-06-09 16:00 | 43625.6667 | 0.21658 | 0.15568
2019-06-09 17:00 | 43625.7083 | 0.11628 | 0.03689 | 2019-06-09 17:00 | 43625.7083 | 0.27592 | 0.16512
2019-06-09 18:00 | 43625.75 | 0.11593 | 0.03718 | 2019-06-09 18:00 | 43625.75 | 0.30298 | 0.18533
2019-06-09 19:00 | 43625.7917 | 0.11922 | 0.03688 | 2019-06-09 19:00 | 43625.7917 | 0.31945 | 0.20044
2019-06-09 20:00 | 43625.8333 | 0.12951 | 0.03982 | 2019-06-09 20:00 | 43625.8333 | 0.32926 | 0.20985
2019-06-09 21:00 | 43625.875 | 0.13243 | 0.04873 | 2019-06-09 21:00 | 43625.875 | 0.28086 | 0.20865
2019-06-09 22:00 | 43625.9167 | 0.05676 | 0.05131 | 2019-06-09 22:00 | 43625.9167 | 0.2615 | 0.19155
2019-06-09 23:00 | 43625.9583 | 0.05881 | 0.04274 | 2019-06-09 23:00 | 43625.9583 | 0.24253 | 0.19581
2019-06-10 | 43626 | 0.05397 | 0.04381 | 2019-06-10 | 43626 | 0.2224 | 0.17629
2019-06-10 01:00 | 43626.0417 | 0.05202 | 0.03921 | 2019-06-10 01:00 | 43626.0417 | 0.21584 | 0.16908
2019-06-10 02:00 | 43626.0833 | 0.05258 | 0.03703 | 2019-06-10 02:00 | 43626.0833 | 0.21638 | 0.1686
2019-06-10 03:00 | 43626.125 | 0.05291 | 0.03697 | 2019-06-10 03:00 | 43626.125 | 0.21677 | 0.16908
2019-06-10 04:00 | 43626.1667 | 0.05488 | 0.03736 | 2019-06-10 04:00 | 43626.1667 | 0.23526 | 0.18717
2019-06-10 05:00 | 43626.2083 | 0.05723 | 0.03928 | 2019-06-10 05:00 | 43626.2083 | 0.25381 | 0.20735
2019-06-10 06:00 | 43626.25 | 0.05986 | 0.04202 | 2019-06-10 06:00 | 43626.25 | 0.25876 | 0.213
2019-06-10 07:00 | 43626.2917 | 0.06279 | 0.04533 | 2019-06-10 07:00 | 43626.2917 | 0.28483 | 0.21207
2019-06-10 08:00 | 43626.3333 | 0.06005 | 0.04988 | 2019-06-10 08:00 | 43626.3333 | 0.26738 | 0.1992
2019-06-10 09:00 | 43626.375 | 0.05898 | 0.04799 | 2019-06-10 09:00 | 43626.375 | 0.29949 | 0.18553
2019-06-10 10:00 | 43626.4167 | 0.05958 | 0.0474 | 2019-06-10 10:00 | 43626.4167 | 0.30708 | 0.19174
2019-06-10 11:00 | 43626.4583 | 0.06165 | 0.04796 | 2019-06-10 11:00 | 43626.4583 | 0.31278 | 0.19638
2019-06-10 12:00 | 43626.5 | 0.12852 | 0.04989 | 2019-06-10 12:00 | 43626.5 | 0.30606 | 0.1907
2019-06-10 13:00 | 43626.5417 | 0.12427 | 0.05061 | 2019-06-10 13:00 | 43626.5417 | 0.24762 | 0.18187
2019-06-10 14:00 | 43626.5833 | 0.12237 | 0.04668 | 2019-06-10 14:00 | 43626.5833 | 0.23707 | 0.17169
2019-06-10 15:00 | 43626.625 | 0.12186 | 0.0447 | 2019-06-10 15:00 | 43626.625 | 0.23729 | 0.1717
2019-06-10 16:00 | 43626.6667 | 0.12107 | 0.04425 | 2019-06-10 16:00 | 43626.6667 | 0.26514 | 0.19605
2019-06-10 17:00 | 43626.7083 | 0.11983 | 0.04368 | 2019-06-10 17:00 | 43626.7083 | 0.3209 | 0.20431
2019-06-10 18:00 | 43626.75 | 0.12055 | 0.04257 | 2019-06-10 18:00 | 43626.75 | 0.33031 | 0.21012
2019-06-10 19:00 | 43626.7917 | 0.12359 | 0.04299 | 2019-06-10 19:00 | 43626.7917 | 0.34267 | 0.21971
2019-06-10 20:00 | 43626.8333 | 0.1296 | 0.04535 | 2019-06-10 20:00 | 43626.8333 | 0.33822 | 0.21623
2019-06-10 21:00 | 43626.875 | 0.12864 | 0.04994 | 2019-06-10 21:00 | 43626.875 | 0.28942 | 0.21486
2019-06-10 22:00 | 43626.9167 | 0.05759 | 0.04888 | 2019-06-10 22:00 | 43626.9167 | 0.2786 | 0.20475
2019-06-10 23:00 | 43626.9583 | 0.05728 | 0.04434 | 2019-06-10 23:00 | 43626.9583 | 0.25481 | 0.20687
2019-06-11 | 43627 | 0.0564 | 0.04402 | 2019-06-11 | 43627 | 0.25162 | 0.20186
2019-06-11 01:00 | 43627.0417 | 0.05541 | 0.04333 | 2019-06-11 01:00 | 43627.0417 | 0.24435 | 0.19573
2019-06-11 02:00 | 43627.0833 | 0.05485 | 0.04215 | 2019-06-11 02:00 | 43627.0833 | 0.24744 | 0.19556
2019-06-11 03:00 | 43627.125 | 0.05548 | 0.04126 | 2019-06-11 03:00 | 43627.125 | 0.24803 | 0.19555
2019-06-11 04:00 | 43627.1667 | 0.05459 | 0.04172 | 2019-06-11 04:00 | 43627.1667 | 0.24835 | 0.1956
2019-06-11 05:00 | 43627.2083 | 0.05756 | 0.04088 | 2019-06-11 05:00 | 43627.2083 | 0.24756 | 0.19576
2019-06-11 06:00 | 43627.25 | 0.05952 | 0.04374 | 2019-06-11 06:00 | 43627.25 | 0.24551 | 0.1949
2019-06-11 07:00 | 43627.2917 | 0.06072 | 0.04607 | 2019-06-11 07:00 | 43627.2917 | 0.23231 | 0.18429
2019-06-11 08:00 | 43627.3333 | 0.06097 | 0.04842 | 2019-06-11 08:00 | 43627.3333 | 0.21388 | 0.17189
2019-06-11 09:00 | 43627.375 | 0.05924 | 0.04913 | 2019-06-11 09:00 | 43627.375 | 0.21742 | 0.17719
2019-06-11 10:00 | 43627.4167 | 0.05863 | 0.04754 | 2019-06-11 10:00 | 43627.4167 | 0.21969 | 0.17968
2019-06-11 11:00 | 43627.4583 | 0.05944 | 0.04699 | 2019-06-11 11:00 | 43627.4583 | 0.21044 | 0.16819
2019-06-11 12:00 | 43627.5 | 0.12329 | 0.04734 | 2019-06-11 12:00 | 43627.5 | 0.20709 | 0.16503
2019-06-11 13:00 | 43627.5417 | 0.12179 | 0.04555 | 2019-06-11 13:00 | 43627.5417 | 0.20722 | 0.16414
2019-06-11 14:00 | 43627.5833 | 0.12102 | 0.04386 | 2019-06-11 14:00 | 43627.5833 | 0.2042 | 0.15924
2019-06-11 15:00 | 43627.625 | 0.11999 | 0.0429 | 2019-06-11 15:00 | 43627.625 | 0.2134 | 0.16617
2019-06-11 16:00 | 43627.6667 | 0.12046 | 0.04204 | 2019-06-11 16:00 | 43627.6667 | 0.22652 | 0.18049
2019-06-11 17:00 | 43627.7083 | 0.12183 | 0.04252 | 2019-06-11 17:00 | 43627.7083 | 0.216 | 0.17299
2019-06-11 18:00 | 43627.75 | 0.12267 | 0.04419 | 2019-06-11 18:00 | 43627.75 | 0.242 | 0.19507
2019-06-11 19:00 | 43627.7917 | 0.12374 | 0.04476 | 2019-06-11 19:00 | 43627.7917 | 0.26353 | 0.21363
2019-06-11 20:00 | 43627.8333 | 0.13214 | 0.04541 | 2019-06-11 20:00 | 43627.8333 | 0.28606 | 0.23287
2019-06-11 21:00 | 43627.875 | 0.13254 | 0.05261 | 2019-06-11 21:00 | 43627.875 | 0.28593 | 0.23284
2019-06-11 22:00 | 43627.9167 | 0.05824 | 0.05275 | 2019-06-11 22:00 | 43627.9167 | 0.26592 | 0.21444
2019-06-11 23:00 | 43627.9583 | 0.06355 | 0.04551 | 2019-06-11 23:00 | 43627.9583 | 0.24831 | 0.19437
2019-06-12 | 43628 | 0.06129 | 0.0498 | 2019-06-12 | 43628 | 0.23813 | 0.18387
2019-06-12 01:00 | 43628.0417 | 0.06026 | 0.04751 | 2019-06-12 01:00 | 43628.0417 | 0.22918 | 0.17469
2019-06-12 02:00 | 43628.0833 | 0.05796 | 0.04659 | 2019-06-12 02:00 | 43628.0833 | 0.22128 | 0.16668
2019-06-12 03:00 | 43628.125 | 0.0579 | 0.04405 | 2019-06-12 03:00 | 43628.125 | 0.22272 | 0.16668
2019-06-12 04:00 | 43628.1667 | 0.0575 | 0.04401 | 2019-06-12 04:00 | 43628.1667 | 0.22607 | 0.16945
2019-06-12 05:00 | 43628.2083 | 0.05856 | 0.0438 | 2019-06-12 05:00 | 43628.2083 | 0.2302 | 0.17295
2019-06-12 06:00 | 43628.25 | 0.06383 | 0.04483 | 2019-06-12 06:00 | 43628.25 | 0.22962 | 0.17288
2019-06-12 07:00 | 43628.2917 | 0.06391 | 0.04986 | 2019-06-12 07:00 | 43628.2917 | 0.21798 | 0.16449
2019-06-12 08:00 | 43628.3333 | 0.063 | 0.05139 | 2019-06-12 08:00 | 43628.3333 | 0.20591 | 0.15673
2019-06-12 09:00 | 43628.375 | 0.06286 | 0.0509 | 2019-06-12 09:00 | 43628.375 | 0.19597 | 0.15398
2019-06-12 10:00 | 43628.4167 | 0.06279 | 0.05043 | 2019-06-12 10:00 | 43628.4167 | 0.193 | 0.15138
2019-06-12 11:00 | 43628.4583 | 0.0636 | 0.05043 | 2019-06-12 11:00 | 43628.4583 | 0.18813 | 0.14625
2019-06-12 12:00 | 43628.5 | 0.12984 | 0.05116 | 2019-06-12 12:00 | 43628.5 | 0.19024 | 0.14885
2019-06-12 13:00 | 43628.5417 | 0.12887 | 0.05123 | 2019-06-12 13:00 | 43628.5417 | 0.18924 | 0.14768
2019-06-12 14:00 | 43628.5833 | 0.12865 | 0.05021 | 2019-06-12 14:00 | 43628.5833 | 0.13751 | 0.10074
2019-06-12 15:00 | 43628.625 | 0.12617 | 0.04972 | 2019-06-12 15:00 | 43628.625 | 0.10133 | 0.06502
2019-06-12 16:00 | 43628.6667 | 0.12496 | 0.04767 | 2019-06-12 16:00 | 43628.6667 | 0.19055 | 0.14618
2019-06-12 17:00 | 43628.7083 | 0.12324 | 0.0468 | 2019-06-12 17:00 | 43628.7083 | 0.20775 | 0.16068
2019-06-12 18:00 | 43628.75 | 0.12361 | 0.04574 | 2019-06-12 18:00 | 43628.75 | 0.23755 | 0.18448
2019-06-12 19:00 | 43628.7917 | 0.12545 | 0.0457 | 2019-06-12 19:00 | 43628.7917 | 0.25629 | 0.20555
2019-06-12 20:00 | 43628.8333 | 0.12936 | 0.04699 | 2019-06-12 20:00 | 43628.8333 | 0.27289 | 0.22241
2019-06-12 21:00 | 43628.875 | 0.12895 | 0.0502 | 2019-06-12 21:00 | 43628.875 | 0.27694 | 0.22555
2019-06-12 22:00 | 43628.9167 | 0.05791 | 0.04954 | 2019-06-12 22:00 | 43628.9167 | 0.27 | 0.21871
2019-06-12 23:00 | 43628.9583 | 0.05923 | 0.04503 | 2019-06-12 23:00 | 43628.9583 | 0.24682 | 0.1983
2019-06-13 | 43629 | 0.05544 | 0.04565 | 2019-06-13 | 43629 | 0.22803 | 0.17932
2019-06-13 01:00 | 43629.0417 | 0.05353 | 0.04214 | 2019-06-13 01:00 | 43629.0417 | 0.20911 | 0.16172
2019-06-13 02:00 | 43629.0833 | 0.05342 | 0.04029 | 2019-06-13 02:00 | 43629.0833 | 0.20815 | 0.16024
2019-06-13 03:00 | 43629.125 | 0.05346 | 0.03973 | 2019-06-13 03:00 | 43629.125 | 0.21254 | 0.16121
2019-06-13 04:00 | 43629.1667 | 0.05473 | 0.03979 | 2019-06-13 04:00 | 43629.1667 | 0.21753 | 0.16882
2019-06-13 05:00 | 43629.2083 | 0.0586 | 0.04126 | 2019-06-13 05:00 | 43629.2083 | 0.24549 | 0.19971
2019-06-13 06:00 | 43629.25 | 0.06274 | 0.04469 | 2019-06-13 06:00 | 43629.25 | 0.25461 | 0.21029
2019-06-13 07:00 | 43629.2917 | 0.06251 | 0.04893 | 2019-06-13 07:00 | 43629.2917 | 0.27384 | 0.20431
2019-06-13 08:00 | 43629.3333 | 0.06209 | 0.04994 | 2019-06-13 08:00 | 43629.3333 | 0.26611 | 0.19967
2019-06-13 09:00 | 43629.375 | 0.06069 | 0.04985 | 2019-06-13 09:00 | 43629.375 | 0.31362 | 0.1993
2019-06-13 10:00 | 43629.4167 | 0.06015 | 0.04871 | 2019-06-13 10:00 | 43629.4167 | 0.31502 | 0.1993
2019-06-13 11:00 | 43629.4583 | 0.06137 | 0.04786 | 2019-06-13 11:00 | 43629.4583 | 0.32048 | 0.20344
2019-06-13 12:00 | 43629.5 | 0.1275 | 0.04901 | 2019-06-13 12:00 | 43629.5 | 0.32077 | 0.2037
2019-06-13 13:00 | 43629.5417 | 0.12559 | 0.04904 | 2019-06-13 13:00 | 43629.5417 | 0.27171 | 0.2022
2019-06-13 14:00 | 43629.5833 | 0.12437 | 0.04708 | 2019-06-13 14:00 | 43629.5833 | 0.267 | 0.19725
2019-06-13 15:00 | 43629.625 | 0.1233 | 0.0456 | 2019-06-13 15:00 | 43629.625 | 0.26621 | 0.19641
2019-06-13 16:00 | 43629.6667 | 0.12414 | 0.04477 | 2019-06-13 16:00 | 43629.6667 | 0.2689 | 0.19982
2019-06-13 17:00 | 43629.7083 | 0.12346 | 0.04568 | 2019-06-13 17:00 | 43629.7083 | 0.32229 | 0.20448
2019-06-13 18:00 | 43629.75 | 0.12539 | 0.04559 | 2019-06-13 18:00 | 43629.75 | 0.34371 | 0.22176
2019-06-13 19:00 | 43629.7917 | 0.12653 | 0.04692 | 2019-06-13 19:00 | 43629.7917 | 0.36315 | 0.23776
2019-06-13 20:00 | 43629.8333 | 0.13048 | 0.04761 | 2019-06-13 20:00 | 43629.8333 | 0.36143 | 0.23807
2019-06-13 21:00 | 43629.875 | 0.13079 | 0.05076 | 2019-06-13 21:00 | 43629.875 | 0.31159 | 0.2358
2019-06-13 22:00 | 43629.9167 | 0.06091 | 0.05073 | 2019-06-13 22:00 | 43629.9167 | 0.29695 | 0.22281
2019-06-13 23:00 | 43629.9583 | 0.06344 | 0.04728 | 2019-06-13 23:00 | 43629.9583 | 0.26695 | 0.22
2019-06-14 | 43630 | 0.06349 | 0.04963 | 2019-06-14 | 43630 | 0.26634 | 0.21848
2019-06-14 01:00 | 43630.0417 | 0.06151 | 0.04948 | 2019-06-14 01:00 | 43630.0417 | 0.25441 | 0.20774
2019-06-14 02:00 | 43630.0833 | 0.06091 | 0.04757 | 2019-06-14 02:00 | 43630.0833 | 0.24973 | 0.20355
2019-06-14 03:00 | 43630.125 | 0.06072 | 0.04667 | 2019-06-14 03:00 | 43630.125 | 0.24474 | 0.1996
2019-06-14 04:00 | 43630.1667 | 0.06073 | 0.04655 | 2019-06-14 04:00 | 43630.1667 | 0.24896 | 0.20337
2019-06-14 05:00 | 43630.2083 | 0.06222 | 0.04667 | 2019-06-14 05:00 | 43630.2083 | 0.26112 | 0.21481
2019-06-14 06:00 | 43630.25 | 0.06417 | 0.04824 | 2019-06-14 06:00 | 43630.25 | 0.27429 | 0.22756
2019-06-14 07:00 | 43630.2917 | 0.0635 | 0.0503 | 2019-06-14 07:00 | 43630.2917 | 0.30068 | 0.22764
2019-06-14 08:00 | 43630.3333 | 0.06284 | 0.05091 | 2019-06-14 08:00 | 43630.3333 | 0.29195 | 0.22218
2019-06-14 09:00 | 43630.375 | 0.0619 | 0.05066 | 2019-06-14 09:00 | 43630.375 | 0.33244 | 0.21666
2019-06-14 10:00 | 43630.4167 | 0.06229 | 0.04983 | 2019-06-14 10:00 | 43630.4167 | 0.31775 | 0.20397
2019-06-14 11:00 | 43630.4583 | 0.06227 | 0.04982 | 2019-06-14 11:00 | 43630.4583 | 0.31379 | 0.20113
2019-06-14 12:00 | 43630.5 | 0.12838 | 0.04978 | 2019-06-14 12:00 | 43630.5 | 0.31336 | 0.201
2019-06-14 13:00 | 43630.5417 | 0.12477 | 0.04976 | 2019-06-14 13:00 | 43630.5417 | 0.26542 | 0.20026
2019-06-14 14:00 | 43630.5833 | 0.12125 | 0.0461 | 2019-06-14 14:00 | 43630.5833 | 0.2584 | 0.19368
2019-06-14 15:00 | 43630.625 | 0.11946 | 0.04247 | 2019-06-14 15:00 | 43630.625 | 0.26877 | 0.20215
2019-06-14 16:00 | 43630.6667 | 0.11831 | 0.0411 | 2019-06-14 16:00 | 43630.6667 | 0.27123 | 0.20422
2019-06-14 17:00 | 43630.7083 | 0.11777 | 0.04008 | 2019-06-14 17:00 | 43630.7083 | 0.32592 | 0.20949
2019-06-14 18:00 | 43630.75 | 0.11827 | 0.0401 | 2019-06-14 18:00 | 43630.75 | 0.34065 | 0.22025
2019-06-14 19:00 | 43630.7917 | 0.12055 | 0.04022 | 2019-06-14 19:00 | 43630.7917 | 0.3618 | 0.23772
2019-06-14 20:00 | 43630.8333 | 0.12358 | 0.04172 | 2019-06-14 20:00 | 43630.8333 | 0.36625 | 0.24208
2019-06-14 21:00 | 43630.875 | 0.1246 | 0.04462 | 2019-06-14 21:00 | 43630.875 | 0.30993 | 0.23461
2019-06-14 22:00 | 43630.9167 | 0.05503 | 0.04501 | 2019-06-14 22:00 | 43630.9167 | 0.29287 | 0.21907
2019-06-14 23:00 | 43630.9583 | 0.06307 | 0.04179 | 2019-06-14 23:00 | 43630.9583 | 0.31185 | 0.19377
2019-06-15 | 43631 | 0.06069 | 0.04879 | 2019-06-15 | 43631 | 0.31004 | 0.18321
2019-06-15 01:00 | 43631.0417 | 0.0569 | 0.04638 | 2019-06-15 01:00 | 43631.0417 | 0.30945 | 0.17717
2019-06-15 02:00 | 43631.0833 | 0.05614 | 0.04268 | 2019-06-15 02:00 | 43631.0833 | 0.30839 | 0.17252
2019-06-15 03:00 | 43631.125 | 0.0546 | 0.04132 | 2019-06-15 03:00 | 43631.125 | 0.30925 | 0.17269
2019-06-15 04:00 | 43631.1667 | 0.05449 | 0.03985 | 2019-06-15 04:00 | 43631.1667 | 0.31724 | 0.1797
2019-06-15 05:00 | 43631.2083 | 0.05504 | 0.0398 | 2019-06-15 05:00 | 43631.2083 | 0.30679 | 0.17532
2019-06-15 06:00 | 43631.25 | 0.05572 | 0.04035 | 2019-06-15 06:00 | 43631.25 | 0.30117 | 0.1789
2019-06-15 07:00 | 43631.2917 | 0.05903 | 0.04038 | 2019-06-15 07:00 | 43631.2917 | 0.31853 | 0.17888
2019-06-15 08:00 | 43631.3333 | 0.05932 | 0.0448 | 2019-06-15 08:00 | 43631.3333 | 0.29399 | 0.16547
2019-06-15 09:00 | 43631.375 | 0.05994 | 0.04583 | 2019-06-15 09:00 | 43631.375 | 0.32321 | 0.15476
2019-06-15 10:00 | 43631.4167 | 0.06081 | 0.04694 | 2019-06-15 10:00 | 43631.4167 | 0.31803 | 0.15313
2019-06-15 11:00 | 43631.4583 | 0.06231 | 0.04777 | 2019-06-15 11:00 | 43631.4583 | 0.31849 | 0.15492
2019-06-15 12:00 | 43631.5 | 0.12934 | 0.04874 | 2019-06-15 12:00 | 43631.5 | 0.3193 | 0.15648
2019-06-15 13:00 | 43631.5417 | 0.12697 | 0.04924 | 2019-06-15 13:00 | 43631.5417 | 0.26774 | 0.15343
2019-06-15 14:00 | 43631.5833 | 0.12418 | 0.04696 | 2019-06-15 14:00 | 43631.5833 | 0.25779 | 0.14439
2019-06-15 15:00 | 43631.625 | 0.12164 | 0.044 | 2019-06-15 15:00 | 43631.625 | 0.26146 | 0.14792
2019-06-15 16:00 | 43631.6667 | 0.12144 | 0.04177 | 2019-06-15 16:00 | 43631.6667 | 0.26072 | 0.14604
2019-06-15 17:00 | 43631.7083 | 0.12156 | 0.04176 | 2019-06-15 17:00 | 43631.7083 | 0.30983 | 0.14516
2019-06-15 18:00 | 43631.75 | 0.12445 | 0.04223 | 2019-06-15 18:00 | 43631.75 | 0.32861 | 0.15719
2019-06-15 19:00 | 43631.7917 | 0.12993 | 0.04477 | 2019-06-15 19:00 | 43631.7917 | 0.35612 | 0.17911
2019-06-15 20:00 | 43631.8333 | 0.13238 | 0.04924 | 2019-06-15 20:00 | 43631.8333 | 0.35824 | 0.18013
2019-06-15 21:00 | 43631.875 | 0.13565 | 0.05124 | 2019-06-15 21:00 | 43631.875 | 0.30905 | 0.17563
2019-06-15 22:00 | 43631.9167 | 0.06492 | 0.0539 | 2019-06-15 22:00 | 43631.9167 | 0.28286 | 0.14792
2019-06-15 23:00 | 43631.9583 | 0.06656 | 0.05033 | 2019-06-15 23:00 | 43631.9583 | 0.35179 | 0.1952
2019-06-16 | 43632 | 0.0661 | 0.05109 | 2019-06-16 | 43632 | 0.32779 | 0.16473
2019-06-16 01:00 | 43632.0417 | 0.06433 | 0.05044 | 2019-06-16 01:00 | 43632.0417 | 0.32578 | 0.15382
2019-06-16 02:00 | 43632.0833 | 0.06137 | 0.04873 | 2019-06-16 02:00 | 43632.0833 | 0.32918 | 0.15157
2019-06-16 03:00 | 43632.125 | 0.06142 | 0.04608 | 2019-06-16 03:00 | 43632.125 | 0.33376 | 0.15198
2019-06-16 04:00 | 43632.1667 | 0.05997 | 0.04533 | 2019-06-16 04:00 | 43632.1667 | 0.34387 | 0.16223
2019-06-16 05:00 | 43632.2083 | 0.05776 | 0.04393 | 2019-06-16 05:00 | 43632.2083 | 0.33722 | 0.16338
2019-06-16 06:00 | 43632.25 | 0.05709 | 0.04187 | 2019-06-16 06:00 | 43632.25 | 0.35095 | 0.18618
2019-06-16 07:00 | 43632.2917 | 0.05703 | 0.04121 | 2019-06-16 07:00 | 43632.2917 | 0.3652 | 0.18618
2019-06-16 08:00 | 43632.3333 | 0.05786 | 0.04186 | 2019-06-16 08:00 | 43632.3333 | 0.32758 | 0.16483
2019-06-16 09:00 | 43632.375 | 0.05914 | 0.04389 | 2019-06-16 09:00 | 43632.375 | 0.36639 | 0.16223
2019-06-16 10:00 | 43632.4167 | 0.05917 | 0.04579 | 2019-06-16 10:00 | 43632.4167 | 0.35413 | 0.15406
2019-06-16 11:00 | 43632.4583 | 0.06002 | 0.04597 | 2019-06-16 11:00 | 43632.4583 | 0.35111 | 0.15411
2019-06-16 12:00 | 43632.5 | 0.12871 | 0.04664 | 2019-06-16 12:00 | 43632.5 | 0.35157 | 0.15711
2019-06-16 13:00 | 43632.5417 | 0.12734 | 0.04855 | 2019-06-16 13:00 | 43632.5417 | 0.29485 | 0.15033
2019-06-16 14:00 | 43632.5833 | 0.12415 | 0.04736 | 2019-06-16 14:00 | 43632.5833 | 0.29718 | 0.15178
2019-06-16 15:00 | 43632.625 | 0.12335 | 0.04413 | 2019-06-16 15:00 | 43632.625 | 0.29873 | 0.15201
2019-06-16 16:00 | 43632.6667 | 0.12238 | 0.04336 | 2019-06-16 16:00 | 43632.6667 | 0.3106 | 0.16223
2019-06-16 17:00 | 43632.7083 | 0.12363 | 0.04259 | 2019-06-16 17:00 | 43632.7083 | 0.36285 | 0.16223
2019-06-16 18:00 | 43632.75 | 0.12567 | 0.04364 | 2019-06-16 18:00 | 43632.75 | 0.405 | 0.19318
2019-06-16 19:00 | 43632.7917 | 0.13103 | 0.0454 | 2019-06-16 19:00 | 43632.7917 | 0.41849 | 0.20205
2019-06-16 20:00 | 43632.8333 | 0.13296 | 0.04981 | 2019-06-16 20:00 | 43632.8333 | 0.42898 | 0.21023
2019-06-16 21:00 | 43632.875 | 0.13591 | 0.05191 | 2019-06-16 21:00 | 43632.875 | 0.38498 | 0.20987
2019-06-16 22:00 | 43632.9167 | 0.06424 | 0.05465 | 2019-06-16 22:00 | 43632.9167 | 0.37963 | 0.19336
2019-06-16 23:00 | 43632.9583 | 0.06618 | 0.04986 | 2019-06-16 23:00 | 43632.9583 | 0.36615 | 0.19524
2019-06-17 | 43633 | 0.0643 | 0.05172 | 2019-06-17 | 43633 | 0.36299 | 0.18656
2019-06-17 01:00 | 43633.0417 | 0.06225 | 0.0499 | 2019-06-17 01:00 | 43633.0417 | 0.35771 | 0.17949
2019-06-17 02:00 | 43633.0833 | 0.06074 | 0.0478 | 2019-06-17 02:00 | 43633.0833 | 0.35693 | 0.17502
2019-06-17 03:00 | 43633.125 | 0.06068 | 0.04609 | 2019-06-17 03:00 | 43633.125 | 0.35979 | 0.17439
2019-06-17 04:00 | 43633.1667 | 0.06364 | 0.04609 | 2019-06-17 04:00 | 43633.1667 | 0.35771 | 0.17522
2019-06-17 05:00 | 43633.2083 | 0.06278 | 0.04887 | 2019-06-17 05:00 | 43633.2083 | 0.35159 | 0.17535
2019-06-17 06:00 | 43633.25 | 0.06518 | 0.04859 | 2019-06-17 06:00 | 43633.25 | 0.35226 | 0.18513
2019-06-17 07:00 | 43633.2917 | 0.06628 | 0.05144 | 2019-06-17 07:00 | 43633.2917 | 0.36121 | 0.18097
2019-06-17 08:00 | 43633.3333 | 0.06445 | 0.05308 | 2019-06-17 08:00 | 43633.3333 | 0.34442 | 0.17967
2019-06-17 09:00 | 43633.375 | 0.06342 | 0.05189 | 2019-06-17 09:00 | 43633.375 | 0.38112 | 0.17953
2019-06-17 10:00 | 43633.4167 | 0.06298 | 0.05099 | 2019-06-17 10:00 | 43633.4167 | 0.36845 | 0.17537
2019-06-17 11:00 | 43633.4583 | 0.06366 | 0.05071 | 2019-06-17 11:00 | 43633.4583 | 0.36507 | 0.1754
2019-06-17 12:00 | 43633.5 | 0.12942 | 0.05124 | 2019-06-17 12:00 | 43633.5 | 0.36042 | 0.17339
2019-06-17 13:00 | 43633.5417 | 0.12686 | 0.05094 | 2019-06-17 13:00 | 43633.5417 | 0.29638 | 0.16019
2019-06-17 14:00 | 43633.5833 | 0.12525 | 0.04854 | 2019-06-17 14:00 | 43633.5833 | 0.29538 | 0.15977
2019-06-17 15:00 | 43633.625 | 0.12402 | 0.04682 | 2019-06-17 15:00 | 43633.625 | 0.29586 | 0.15979
2019-06-17 16:00 | 43633.6667 | 0.12506 | 0.04592 | 2019-06-17 16:00 | 43633.6667 | 0.2993 | 0.15996
2019-06-17 17:00 | 43633.7083 | 0.12424 | 0.04704 | 2019-06-17 17:00 | 43633.7083 | 0.3591 | 0.16637
2019-06-17 18:00 | 43633.75 | 0.12553 | 0.04675 | 2019-06-17 18:00 | 43633.75 | 0.38779 | 0.17968
2019-06-17 19:00 | 43633.7917 | 0.12831 | 0.04755 | 2019-06-17 19:00 | 43633.7917 | 0.41082 | 0.18908
2019-06-17 20:00 | 43633.8333 | 0.13018 | 0.04962 | 2019-06-17 20:00 | 43633.8333 | 0.42398 | 0.1961
2019-06-17 21:00 | 43633.875 | 0.1293 | 0.05094 | 2019-06-17 21:00 | 43633.875 | 0.38013 | 0.19629
2019-06-17 22:00 | 43633.9167 | 0.06162 | 0.04997 | 2019-06-17 22:00 | 43633.9167 | 0.37288 | 0.18418
2019-06-17 23:00 | 43633.9583 | 0.06495 | 0.04859 | 2019-06-17 23:00 | 43633.9583 | 0.38247 | 0.22552
2019-06-18 | 43634 | 0.06292 | 0.05114 | 2019-06-18 | 43634 | 0.34978 | 0.19368
2019-06-18 01:00 | 43634.0417 | 0.06226 | 0.04922 | 2019-06-18 01:00 | 43634.0417 | 0.3404 | 0.17839
2019-06-18 02:00 | 43634.0833 | 0.06075 | 0.04833 | 2019-06-18 02:00 | 43634.0833 | 0.34176 | 0.17349
2019-06-18 03:00 | 43634.125 | 0.05957 | 0.04665 | 2019-06-18 03:00 | 43634.125 | 0.34585 | 0.17136
2019-06-18 04:00 | 43634.1667 | 0.05946 | 0.04559 | 2019-06-18 04:00 | 43634.1667 | 0.34384 | 0.169
2019-06-18 05:00 | 43634.2083 | 0.05954 | 0.04565 | 2019-06-18 05:00 | 43634.2083 | 0.33359 | 0.15601
2019-06-18 06:00 | 43634.25 | 0.06506 | 0.04571 | 2019-06-18 06:00 | 43634.25 | 0.31878 | 0.1469
2019-06-18 07:00 | 43634.2917 | 0.06657 | 0.05115 | 2019-06-18 07:00 | 43634.2917 | 0.27388 | 0.13313
2019-06-18 08:00 | 43634.3333 | 0.06495 | 0.05368 | 2019-06-18 08:00 | 43634.3333 | 0.24912 | 0.12982
2019-06-18 09:00 | 43634.375 | 0.06275 | 0.05273 | 2019-06-18 09:00 | 43634.375 | 0.24811 | 0.14703
2019-06-18 10:00 | 43634.4167 | 0.06047 | 0.0507 | 2019-06-18 10:00 | 43634.4167 | 0.22301 | 0.13577
2019-06-18 11:00 | 43634.4583 | 0.05778 | 0.04822 | 2019-06-18 11:00 | 43634.4583 | 0.20013 | 0.12204
2019-06-18 12:00 | 43634.5 | 0.12325 | 0.04565 | 2019-06-18 12:00 | 43634.5 | 0.1928 | 0.11734
2019-06-18 13:00 | 43634.5417 | 0.11871 | 0.0453 | 2019-06-18 13:00 | 43634.5417 | 0.17632 | 0.10468
2019-06-18 14:00 | 43634.5833 | 0.11653 | 0.04127 | 2019-06-18 14:00 | 43634.5833 | 0.16965 | 0.0988
2019-06-18 15:00 | 43634.625 | 0.11526 | 0.03903 | 2019-06-18 15:00 | 43634.625 | 0.16459 | 0.09485
2019-06-18 16:00 | 43634.6667 | 0.11657 | 0.03779 | 2019-06-18 16:00 | 43634.6667 | 0.16743 | 0.09682
2019-06-18 17:00 | 43634.7083 | 0.11777 | 0.03918 | 2019-06-18 17:00 | 43634.7083 | 0.17845 | 0.10223
2019-06-18 18:00 | 43634.75 | 0.1191 | 0.04073 | 2019-06-18 18:00 | 43634.75 | 0.20671 | 0.11962
2019-06-18 19:00 | 43634.7917 | 0.12323 | 0.04169 | 2019-06-18 19:00 | 43634.7917 | 0.25664 | 0.15112
2019-06-18 20:00 | 43634.8333 | 0.12948 | 0.04491 | 2019-06-18 20:00 | 43634.8333 | 0.28658 | 0.17562
2019-06-18 21:00 | 43634.875 | 0.13036 | 0.05045 | 2019-06-18 21:00 | 43634.875 | 0.30492 | 0.18868
2019-06-18 22:00 | 43634.9167 | 0.05811 | 0.05099 | 2019-06-18 22:00 | 43634.9167 | 0.29312 | 0.17077
2019-06-18 23:00 | 43634.9583 | 0.05741 | 0.0454 | 2019-06-18 23:00 | 43634.9583 | 0.32201 | 0.1842
2019-06-19 | 43635 | 0.05321 | 0.04464 | 2019-06-19 | 43635 | 0.31157 | 0.16397
2019-06-19 01:00 | 43635.0417 | 0.05251 | 0.04079 | 2019-06-19 01:00 | 43635.0417 | 0.30447 | 0.14951
2019-06-19 02:00 | 43635.0833 | 0.05311 | 0.03998 | 2019-06-19 02:00 | 43635.0833 | 0.29616 | 0.1355
2019-06-19 03:00 | 43635.125 | 0.05301 | 0.04007 | 2019-06-19 03:00 | 43635.125 | 0.27458 | 0.12028
2019-06-19 04:00 | 43635.1667 | 0.05476 | 0.03998 | 2019-06-19 04:00 | 43635.1667 | 0.25795 | 0.11238
2019-06-19 05:00 | 43635.2083 | 0.06044 | 0.04164 | 2019-06-19 05:00 | 43635.2083 | 0.25974 | 0.11238
2019-06-19 06:00 | 43635.25 | 0.06086 | 0.04679 | 2019-06-19 06:00 | 43635.25 | 0.25943 | 0.11901
2019-06-19 07:00 | 43635.2917 | 0.06007 | 0.04777 | 2019-06-19 07:00 | 43635.2917 | 0.23459 | 0.10688
2019-06-19 08:00 | 43635.3333 | 0.06175 | 0.04818 | 2019-06-19 08:00 | 43635.3333 | 0.20114 | 0.09518
2019-06-19 09:00 | 43635.375 | 0.06091 | 0.05 | 2019-06-19 09:00 | 43635.375 | 0.16499 | 0.08178
2019-06-19 10:00 | 43635.4167 | 0.06093 | 0.04926 | 2019-06-19 10:00 | 43635.4167 | 0.1508 | 0.07912
2019-06-19 11:00 | 43635.4583 | 0.06349 | 0.04871 | 2019-06-19 11:00 | 43635.4583 | 0.14669 | 0.07919
2019-06-19 12:00 | 43635.5 | 0.12945 | 0.05099 | 2019-06-19 12:00 | 43635.5 | 0.14594 | 0.07972
2019-06-19 13:00 | 43635.5417 | 0.12624 | 0.05079 | 2019-06-19 13:00 | 43635.5417 | 0.139 | 0.07724
2019-06-19 14:00 | 43635.5833 | 0.12432 | 0.04783 | 2019-06-19 14:00 | 43635.5833 | 0.12093 | 0.06348
2019-06-19 15:00 | 43635.625 | 0.12516 | 0.04579 | 2019-06-19 15:00 | 43635.625 | 0.10471 | 0.04968
2019-06-19 16:00 | 43635.6667 | 0.12502 | 0.04679 | 2019-06-19 16:00 | 43635.6667 | 0.13053 | 0.06974
2019-06-19 17:00 | 43635.7083 | 0.1249 | 0.04687 | 2019-06-19 17:00 | 43635.7083 | 0.16373 | 0.08977
2019-06-19 18:00 | 43635.75 | 0.12582 | 0.04682 | 2019-06-19 18:00 | 43635.75 | 0.20477 | 0.11629
2019-06-19 19:00 | 43635.7917 | 0.12741 | 0.04779 | 2019-06-19 19:00 | 43635.7917 | 0.28114 | 0.15981
2019-06-19 20:00 | 43635.8333 | 0.13146 | 0.04879 | 2019-06-19 20:00 | 43635.8333 | 0.33216 | 0.20548
2019-06-19 21:00 | 43635.875 | 0.13013 | 0.05203 | 2019-06-19 21:00 | 43635.875 | 0.38406 | 0.24943
2019-06-19 22:00 | 43635.9167 | 0.06314 | 0.05071 | 2019-06-19 22:00 | 43635.9167 | 0.37631 | 0.23389
2019-06-19 23:00 | 43635.9583 | 0.06382 | 0.04968 | 2019-06-19 23:00 | 43635.9583 | 0.3898 | 0.1868
2019-06-20 | 43636 | 0.0597 | 0.04993 | 2019-06-20 | 43636 | 0.39263 | 0.1743
2019-06-20 01:00 | 43636.0417 | 0.0563 | 0.04626 | 2019-06-20 01:00 | 43636.0417 | 0.40082 | 0.17005
2019-06-20 02:00 | 43636.0833 | 0.05499 | 0.04312 | 2019-06-20 02:00 | 43636.0833 | 0.40591 | 0.16954
2019-06-20 03:00 | 43636.125 | 0.05491 | 0.0416 | 2019-06-20 03:00 | 43636.125 | 0.40832 | 0.16949
2019-06-20 04:00 | 43636.1667 | 0.05683 | 0.04152 | 2019-06-20 04:00 | 43636.1667 | 0.39456 | 0.16964
2019-06-20 05:00 | 43636.2083 | 0.05857 | 0.04334 | 2019-06-20 05:00 | 43636.2083 | 0.37708 | 0.17018
2019-06-20 06:00 | 43636.25 | 0.06132 | 0.04488 | 2019-06-20 06:00 | 43636.25 | 0.37473 | 0.18679
2019-06-20 07:00 | 43636.2917 | 0.06122 | 0.04774 | 2019-06-20 07:00 | 43636.2917 | 0.38265 | 0.1868
2019-06-20 08:00 | 43636.3333 | 0.06178 | 0.04879 | 2019-06-20 08:00 | 43636.3333 | 0.34903 | 0.17077
2019-06-20 09:00 | 43636.375 | 0.0623 | 0.0497 | 2019-06-20 09:00 | 43636.375 | 0.38044 | 0.16483
2019-06-20 10:00 | 43636.4167 | 0.0622 | 0.04979 | 2019-06-20 10:00 | 43636.4167 | 0.3464 | 0.1438
2019-06-20 11:00 | 43636.4583 | 0.06332 | 0.04989 | 2019-06-20 11:00 | 43636.4583 | 0.33398 | 0.14036
2019-06-20 12:00 | 43636.5 | 0.12877 | 0.05079 | 2019-06-20 12:00 | 43636.5 | 0.3124 | 0.12996
2019-06-20 13:00 | 43636.5417 | 0.12528 | 0.05013 | 2019-06-20 13:00 | 43636.5417 | 0.2526 | 0.12157
2019-06-20 14:00 | 43636.5833 | 0.12532 | 0.0469 | 2019-06-20 14:00 | 43636.5833 | 0.2435 | 0.11747
2019-06-20 15:00 | 43636.625 | 0.12363 | 0.04657 | 2019-06-20 15:00 | 43636.625 | 0.23521 | 0.11018
2019-06-20 16:00 | 43636.6667 | 0.12228 | 0.04521 | 2019-06-20 16:00 | 43636.6667 | 0.24375 | 0.11515
2019-06-20 17:00 | 43636.7083 | 0.12171 | 0.04413 | 2019-06-20 17:00 | 43636.7083 | 0.30224 | 0.11983
2019-06-20 18:00 | 43636.75 | 0.12142 | 0.04362 | 2019-06-20 18:00 | 43636.75 | 0.33224 | 0.13875
2019-06-20 19:00 | 43636.7917 | 0.12366 | 0.04353 | 2019-06-20 19:00 | 43636.7917 | 0.38249 | 0.15983
2019-06-20 20:00 | 43636.8333 | 0.12711 | 0.04519 | 2019-06-20 20:00 | 43636.8333 | 0.41294 | 0.18727
2019-06-20 21:00 | 43636.875 | 0.12626 | 0.0479 | 2019-06-20 21:00 | 43636.875 | 0.38452 | 0.19763
2019-06-20 22:00 | 43636.9167 | 0.05723 | 0.04687 | 2019-06-20 22:00 | 43636.9167 | 0.37282 | 0.17227
2019-06-20 23:00 | 43636.9583 | 0.0587 | 0.04428 | 2019-06-20 23:00 | 43636.9583 | 0.39439 | 0.16996
2019-06-21 | 43637 | 0.05721 | 0.04536 | 2019-06-21 | 43637 | 0.3845 | 0.15041
2019-06-21 01:00 | 43637.0417 | 0.05542 | 0.04394 | 2019-06-21 01:00 | 43637.0417 | 0.39301 | 0.14746
2019-06-21 02:00 | 43637.0833 | 0.0552 | 0.04214 | 2019-06-21 02:00 | 43637.0833 | 0.39599 | 0.14544
2019-06-21 03:00 | 43637.125 | 0.05519 | 0.04148 | 2019-06-21 03:00 | 43637.125 | 0.40489 | 0.14832
2019-06-21 04:00 | 43637.1667 | 0.0563 | 0.04151 | 2019-06-21 04:00 | 43637.1667 | 0.40549 | 0.15018
2019-06-21 05:00 | 43637.2083 | 0.05876 | 0.0427 | 2019-06-21 05:00 | 43637.2083 | 0.38895 | 0.14952
2019-06-21 06:00 | 43637.25 | 0.06176 | 0.04505 | 2019-06-21 06:00 | 43637.25 | 0.39317 | 0.17524
2019-06-21 07:00 | 43637.2917 | 0.05963 | 0.04815 | 2019-06-21 07:00 | 43637.2917 | 0.39651 | 0.17521
2019-06-21 08:00 | 43637.3333 | 0.05951 | 0.04725 | 2019-06-21 08:00 | 43637.3333 | 0.35173 | 0.15314
2019-06-21 09:00 | 43637.375 | 0.05974 | 0.04786 | 2019-06-21 09:00 | 43637.375 | 0.37293 | 0.14468
2019-06-21 10:00 | 43637.4167 | 0.06018 | 0.04809 | 2019-06-21 10:00 | 43637.4167 | 0.36129 | 0.1409
2019-06-21 11:00 | 43637.4583 | 0.06159 | 0.04868 | 2019-06-21 11:00 | 43637.4583 | 0.35363 | 0.14017
2019-06-21 12:00 | 43637.5 | 0.12747 | 0.04982 | 2019-06-21 12:00 | 43637.5 | 0.34344 | 0.13546
2019-06-21 13:00 | 43637.5417 | 0.12662 | 0.0496 | 2019-06-21 13:00 | 43637.5417 | 0.29023 | 0.12997
2019-06-21 14:00 | 43637.5833 | 0.12465 | 0.04878 | 2019-06-21 14:00 | 43637.5833 | 0.28443 | 0.12673
2019-06-21 15:00 | 43637.625 | 0.12387 | 0.04674 | 2019-06-21 15:00 | 43637.625 | 0.28637 | 0.12604
2019-06-21 16:00 | 43637.6667 | 0.12322 | 0.04621 | 2019-06-21 16:00 | 43637.6667 | 0.28752 | 0.12673
2019-06-21 17:00 | 43637.7083 | 0.12298 | 0.04574 | 2019-06-21 17:00 | 43637.7083 | 0.34008 | 0.12673
2019-06-21 18:00 | 43637.75 | 0.12365 | 0.04554 | 2019-06-21 18:00 | 43637.75 | 0.35069 | 0.13043
2019-06-21 19:00 | 43637.7917 | 0.12669 | 0.0458 | 2019-06-21 19:00 | 43637.7917 | 0.38241 | 0.14579
2019-06-21 20:00 | 43637.8333 | 0.12809 | 0.04793 | 2019-06-21 20:00 | 43637.8333 | 0.4276 | 0.17971
2019-06-21 21:00 | 43637.875 | 0.12823 | 0.0488 | 2019-06-21 21:00 | 43637.875 | 0.38647 | 0.17971
2019-06-21 22:00 | 43637.9167 | 0.06155 | 0.04867 | 2019-06-21 22:00 | 43637.9167 | 0.36488 | 0.14621
2019-06-21 23:00 | 43637.9583 | 0.06384 | 0.0483 | 2019-06-21 23:00 | 43637.9583 | 0.3608 | 0.15306
2019-06-22 | 43638 | 0.0624 | 0.0497 | 2019-06-22 | 43638 | 0.36396 | 0.14777
2019-06-22 01:00 | 43638.0417 | 0.05974 | 0.04826 | 2019-06-22 01:00 | 43638.0417 | 0.3637 | 0.14142
2019-06-22 02:00 | 43638.0833 | 0.05962 | 0.0458 | 2019-06-22 02:00 | 43638.0833 | 0.36889 | 0.1397
2019-06-22 03:00 | 43638.125 | 0.06027 | 0.04519 | 2019-06-22 03:00 | 43638.125 | 0.37886 | 0.14267
2019-06-22 04:00 | 43638.1667 | 0.05965 | 0.04574 | 2019-06-22 04:00 | 43638.1667 | 0.38714 | 0.14787
2019-06-22 05:00 | 43638.2083 | 0.05772 | 0.04521 | 2019-06-22 05:00 | 43638.2083 | 0.37509 | 0.14776
2019-06-22 06:00 | 43638.25 | 0.05695 | 0.04359 | 2019-06-22 06:00 | 43638.25 | 0.38815 | 0.17077
2019-06-22 07:00 | 43638.2917 | 0.05896 | 0.0426 | 2019-06-22 07:00 | 43638.2917 | 0.39471 | 0.1705
2019-06-22 08:00 | 43638.3333 | 0.06144 | 0.04549 | 2019-06-22 08:00 | 43638.3333 | 0.35206 | 0.15066
2019-06-22 09:00 | 43638.375 | 0.06096 | 0.04819 | 2019-06-22 09:00 | 43638.375 | 0.38627 | 0.14837
2019-06-22 10:00 | 43638.4167 | 0.06039 | 0.04812 | 2019-06-22 10:00 | 43638.4167 | 0.37532 | 0.14723
2019-06-22 11:00 | 43638.4583 | 0.06047 | 0.04787 | 2019-06-22 11:00 | 43638.4583 | 0.37035 | 0.147
2019-06-22 12:00 | 43638.5 | 0.1255 | 0.04788 | 2019-06-22 12:00 | 43638.5 | 0.36674 | 0.147
2019-06-22 13:00 | 43638.5417 | 0.12397 | 0.04666 | 2019-06-22 13:00 | 43638.5417 | 0.30881 | 0.14038
2019-06-22 14:00 | 43638.5833 | 0.12241 | 0.04516 | 2019-06-22 14:00 | 43638.5833 | 0.29974 | 0.13454
2019-06-22 15:00 | 43638.625 | 0.1209 | 0.04337 | 2019-06-22 15:00 | 43638.625 | 0.30053 | 0.13276
2019-06-22 16:00 | 43638.6667 | 0.12072 | 0.0421 | 2019-06-22 16:00 | 43638.6667 | 0.30446 | 0.13238
2019-06-22 17:00 | 43638.7083 | 0.12174 | 0.04209 | 2019-06-22 17:00 | 43638.7083 | 0.36021 | 0.13454
2019-06-22 18:00 | 43638.75 | 0.1234 | 0.04293 | 2019-06-22 18:00 | 43638.75 | 0.39013 | 0.14728
2019-06-22 19:00 | 43638.7917 | 0.12666 | 0.0442 | 2019-06-22 19:00 | 43638.7917 | 0.43427 | 0.1721
2019-06-22 20:00 | 43638.8333 | 0.12929 | 0.04675 | 2019-06-22 20:00 | 43638.8333 | 0.46188 | 0.19534
2019-06-22 21:00 | 43638.875 | 0.13011 | 0.04879 | 2019-06-22 21:00 | 43638.875 | 0.42263 | 0.1953
2019-06-22 22:00 | 43638.9167 | 0.06136 | 0.0494 | 2019-06-22 22:00 | 43638.9167 | 0.42117 | 0.17315
2019-06-22 23:00 | 43638.9583 | 0.05872 | 0.04732 | 2019-06-22 23:00 | 43638.9583 | 0.41252 | 0.1862
2019-06-23 | 43639 | 0.05633 | 0.04475 | 2019-06-23 | 43639 | 0.41464 | 0.17047
2019-06-23 01:00 | 43639.0417 | 0.0541 | 0.04248 | 2019-06-23 01:00 | 43639.0417 | 0.39932 | 0.15307
2019-06-23 02:00 | 43639.0833 | 0.05344 | 0.03994 | 2019-06-23 02:00 | 43639.0833 | 0.40405 | 0.15164
2019-06-23 03:00 | 43639.125 | 0.05299 | 0.03865 | 2019-06-23 03:00 | 43639.125 | 0.40509 | 0.15152
2019-06-23 04:00 | 43639.1667 | 0.05344 | 0.0382 | 2019-06-23 04:00 | 43639.1667 | 0.40277 | 0.15289
2019-06-23 05:00 | 43639.2083 | 0.05321 | 0.03868 | 2019-06-23 05:00 | 43639.2083 | 0.38364 | 0.14841
2019-06-23 06:00 | 43639.25 | 0.05318 | 0.03844 | 2019-06-23 06:00 | 43639.25 | 0.38931 | 0.17192
2019-06-23 07:00 | 43639.2917 | 0.05554 | 0.03839 | 2019-06-23 07:00 | 43639.2917 | 0.39217 | 0.17193
2019-06-23 08:00 | 43639.3333 | 0.05528 | 0.04157 | 2019-06-23 08:00 | 43639.3333 | 0.34609 | 0.14954
2019-06-23 09:00 | 43639.375 | 0.05571 | 0.04203 | 2019-06-23 09:00 | 43639.375 | 0.3737 | 0.14682
2019-06-23 10:00 | 43639.4167 | 0.0554 | 0.04262 | 2019-06-23 10:00 | 43639.4167 | 0.36399 | 0.1477
2019-06-23 11:00 | 43639.4583 | 0.05584 | 0.04274 | 2019-06-23 11:00 | 43639.4583 | 0.35652 | 0.14699
2019-06-23 12:00 | 43639.5 | 0.12194 | 0.04303 | 2019-06-23 12:00 | 43639.5 | 0.34264 | 0.14168
2019-06-23 13:00 | 43639.5417 | 0.12045 | 0.0428 | 2019-06-23 13:00 | 43639.5417 | 0.27919 | 0.12938
2019-06-23 14:00 | 43639.5833 | 0.11689 | 0.04149 | 2019-06-23 14:00 | 43639.5833 | 0.28123 | 0.12673
2019-06-23 15:00 | 43639.625 | 0.11353 | 0.03775 | 2019-06-23 15:00 | 43639.625 | 0.27896 | 0.12436
2019-06-23 16:00 | 43639.6667 | 0.11678 | 0.03479 | 2019-06-23 16:00 | 43639.6667 | 0.28184 | 0.12425
2019-06-23 17:00 | 43639.7083 | 0.11816 | 0.03771 | 2019-06-23 17:00 | 43639.7083 | 0.33316 | 0.12417
2019-06-23 18:00 | 43639.75 | 0.12251 | 0.0388 | 2019-06-23 18:00 | 43639.75 | 0.34242 | 0.12683
2019-06-23 19:00 | 43639.7917 | 0.12932 | 0.04275 | 2019-06-23 19:00 | 43639.7917 | 0.37262 | 0.14206
2019-06-23 20:00 | 43639.8333 | 0.1333 | 0.04856 | 2019-06-23 20:00 | 43639.8333 | 0.42371 | 0.17191
2019-06-23 21:00 | 43639.875 | 0.13618 | 0.05237 | 2019-06-23 21:00 | 43639.875 | 0.39255 | 0.17968
2019-06-23 22:00 | 43639.9167 | 0.06667 | 0.05497 | 2019-06-23 22:00 | 43639.9167 | 0.37508 | 0.14913
2019-06-23 23:00 | 43639.9583 | 0.06532 | 0.05231 | 2019-06-23 23:00 | 43639.9583 | 0.35452 | 0.16128
2019-06-24 | 43640 | 0.06319 | 0.05079 | 2019-06-24 | 43640 | 0.34629 | 0.1478
2019-06-24 01:00 | 43640.0417 | 0.06103 | 0.04878 | 2019-06-24 01:00 | 43640.0417 | 0.34519 | 0.14302
2019-06-24 02:00 | 43640.0833 | 0.06055 | 0.04668 | 2019-06-24 02:00 | 43640.0833 | 0.34125 | 0.13902
2019-06-24 03:00 | 43640.125 | 0.06099 | 0.0458 | 2019-06-24 03:00 | 43640.125 | 0.33575 | 0.1363
2019-06-24 04:00 | 43640.1667 | 0.06252 | 0.04626 | 2019-06-24 04:00 | 43640.1667 | 0.32836 | 0.13611
2019-06-24 05:00 | 43640.2083 | 0.06296 | 0.04773 | 2019-06-24 05:00 | 43640.2083 | 0.31384 | 0.13171
2019-06-24 06:00 | 43640.25 | 0.06189 | 0.04854 | 2019-06-24 06:00 | 43640.25 | 0.32181 | 0.14873
2019-06-24 07:00 | 43640.2917 | 0.0616 | 0.04801 | 2019-06-24 07:00 | 43640.2917 | 0.30053 | 0.13213
2019-06-24 08:00 | 43640.3333 | 0.06278 | 0.04887 | 2019-06-24 08:00 | 43640.3333 | 0.2649 | 0.12311
2019-06-24 09:00 | 43640.375 | 0.06217 | 0.05052 | 2019-06-24 09:00 | 43640.375 | 0.29713 | 0.11955
2019-06-24 10:00 | 43640.4167 | 0.06166 | 0.05029 | 2019-06-24 10:00 | 43640.4167 | 0.29136 | 0.11798
2019-06-24 11:00 | 43640.4583 | 0.06153 | 0.04987 | 2019-06-24 11:00 | 43640.4583 | 0.28925 | 0.11919
2019-06-24 12:00 | 43640.5 | 0.12649 | 0.04972 | 2019-06-24 12:00 | 43640.5 | 0.28668 | 0.11851
2019-06-24 13:00 | 43640.5417 | 0.12669 | 0.04875 | 2019-06-24 13:00 | 43640.5417 | 0.24029 | 0.11652
2019-06-24 14:00 | 43640.5833 | 0.1248 | 0.04876 | 2019-06-24 14:00 | 43640.5833 | 0.24074 | 0.11238
2019-06-24 15:00 | 43640.625 | 0.12463 | 0.0468 | 2019-06-24 15:00 | 43640.625 | 0.24072 | 0.11137
2019-06-24 16:00 | 43640.6667 | 0.12448 | 0.0468 | 2019-06-24 16:00 | 43640.6667 | 0.24672 | 0.11673
2019-06-24 17:00 | 43640.7083 | 0.12476 | 0.0468 | 2019-06-24 17:00 | 43640.7083 | 0.30177 | 0.12156
2019-06-24 18:00 | 43640.75 | 0.12625 | 0.04695 | 2019-06-24 18:00 | 43640.75 | 0.32633 | 0.12938
2019-06-24 19:00 | 43640.7917 | 0.12658 | 0.0479 | 2019-06-24 19:00 | 43640.7917 | 0.38181 | 0.15695
2019-06-24 20:00 | 43640.8333 | 0.12907 | 0.04785 | 2019-06-24 20:00 | 43640.8333 | 0.41437 | 0.18487
2019-06-24 21:00 | 43640.875 | 0.12922 | 0.04977 | 2019-06-24 21:00 | 43640.875 | 0.37752 | 0.19097
2019-06-24 22:00 | 43640.9167 | 0.06199 | 0.04979 | 2019-06-24 22:00 | 43640.9167 | 0.38779 | 0.18144
2019-06-24 23:00 | 43640.9583 | 0.06536 | 0.04879 | 2019-06-24 23:00 | 43640.9583 | 0.35641 | 0.18447
2019-06-25 | 43641 | 0.06496 | 0.05163 | 2019-06-25 | 43641 | 0.35738 | 0.17703
2019-06-25 01:00 | 43641.0417 | 0.06472 | 0.05113 | 2019-06-25 01:00 | 43641.0417 | 0.36253 | 0.16868
2019-06-25 02:00 | 43641.0833 | 0.0647 | 0.0507 | 2019-06-25 02:00 | 43641.0833 | 0.36528 | 0.16308
2019-06-25 03:00 | 43641.125 | 0.06471 | 0.05023 | 2019-06-25 03:00 | 43641.125 | 0.36605 | 0.1589
2019-06-25 04:00 | 43641.1667 | 0.06432 | 0.05023 | 2019-06-25 04:00 | 43641.1667 | 0.36158 | 0.15458
2019-06-25 05:00 | 43641.2083 | 0.06243 | 0.0501 | 2019-06-25 05:00 | 43641.2083 | 0.35257 | 0.1482
2019-06-25 06:00 | 43641.25 | 0.06346 | 0.04864 | 2019-06-25 06:00 | 43641.25 | 0.33669 | 0.14219
2019-06-25 07:00 | 43641.2917 | 0.0638 | 0.04988 | 2019-06-25 07:00 | 43641.2917 | 0.2946 | 0.13023
2019-06-25 08:00 | 43641.3333 | 0.06375 | 0.05136 | 2019-06-25 08:00 | 43641.3333 | 0.26669 | 0.13018
2019-06-25 09:00 | 43641.375 | 0.06307 | 0.0517 | 2019-06-25 09:00 | 43641.375 | 0.24143 | 0.12938
2019-06-25 10:00 | 43641.4167 | 0.06258 | 0.0513 | 2019-06-25 10:00 | 43641.4167 | 0.22005 | 0.11959
2019-06-25 11:00 | 43641.4583 | 0.06256 | 0.05086 | 2019-06-25 11:00 | 43641.4583 | 0.20057 | 0.10993
2019-06-25 12:00 | 43641.5 | 0.12868 | 0.05085 | 2019-06-25 12:00 | 43641.5 | 0.19569 | 0.10869
2019-06-25 13:00 | 43641.5417 | 0.12716 | 0.05084 | 2019-06-25 13:00 | 43641.5417 | 0.18368 | 0.09666
2019-06-25 14:00 | 43641.5833 | 0.12492 | 0.04937 | 2019-06-25 14:00 | 43641.5833 | 0.15567 | 0.07681
2019-06-25 15:00 | 43641.625 | 0.12466 | 0.04709 | 2019-06-25 15:00 | 43641.625 | 0.14367 | 0.06547
2019-06-25 16:00 | 43641.6667 | 0.12464 | 0.04701 | 2019-06-25 16:00 | 43641.6667 | 0.14844 | 0.06619
2019-06-25 17:00 | 43641.7083 | 0.12451 | 0.04709 | 2019-06-25 17:00 | 43641.7083 | 0.16792 | 0.07683
2019-06-25 18:00 | 43641.75 | 0.12709 | 0.0469 | 2019-06-25 18:00 | 43641.75 | 0.20074 | 0.09258
2019-06-25 19:00 | 43641.7917 | 0.1291 | 0.04886 | 2019-06-25 19:00 | 43641.7917 | 0.23849 | 0.11969
2019-06-25 20:00 | 43641.8333 | 0.13006 | 0.05031 | 2019-06-25 20:00 | 43641.8333 | 0.28125 | 0.15391
2019-06-25 21:00 | 43641.875 | 0.13033 | 0.05085 | 2019-06-25 21:00 | 43641.875 | 0.28854 | 0.15966
2019-06-25 22:00 | 43641.9167 | 0.0623 | 0.05079 | 2019-06-25 22:00 | 43641.9167 | 0.28218 | 0.14466
2019-06-25 23:00 | 43641.9583 | 0.06315 | 0.04912 | 2019-06-25 23:00 | 43641.9583 | 0.26706 | 0.14136
2019-06-26 | 43642 | 0.05977 | 0.04943 | 2019-06-26 | 43642 | 0.27387 | 0.13547
2019-06-26 01:00 | 43642.0417 | 0.057 | 0.04624 | 2019-06-26 01:00 | 43642.0417 | 0.28681 | 0.13432
2019-06-26 02:00 | 43642.0833 | 0.05677 | 0.0436 | 2019-06-26 02:00 | 43642.0833 | 0.29636 | 0.13432
2019-06-26 03:00 | 43642.125 | 0.05785 | 0.04293 | 2019-06-26 03:00 | 43642.125 | 0.30266 | 0.13432
2019-06-26 04:00 | 43642.1667 | 0.0592 | 0.04386 | 2019-06-26 04:00 | 43642.1667 | 0.30712 | 0.13701
2019-06-26 05:00 | 43642.2083 | 0.05886 | 0.04526 | 2019-06-26 05:00 | 43642.2083 | 0.31077 | 0.1396
2019-06-26 06:00 | 43642.25 | 0.06065 | 0.04535 | 2019-06-26 06:00 | 43642.25 | 0.30337 | 0.13409
2019-06-26 07:00 | 43642.2917 | 0.06289 | 0.04731 | 2019-06-26 07:00 | 43642.2917 | 0.26895 | 0.13088
2019-06-26 08:00 | 43642.3333 | 0.06301 | 0.05048 | 2019-06-26 08:00 | 43642.3333 | 0.26276 | 0.11519
2019-06-26 09:00 | 43642.375 | 0.0628 | 0.05102 | 2019-06-26 09:00 | 43642.375 | 0.2305 | 0.10668
2019-06-26 10:00 | 43642.4167 | 0.06059 | 0.05099 | 2019-06-26 10:00 | 43642.4167 | 0.18 | 0.10062
2019-06-26 11:00 | 43642.4583 | 0.05971 | 0.04898 | 2019-06-26 11:00 | 43642.4583 | 0.18203 | 0.10638
2019-06-26 12:00 | 43642.5 | 0.12601 | 0.04817 | 2019-06-26 12:00 | 43642.5 | 0.17532 | 0.10238
2019-06-26 13:00 | 43642.5417 | 0.12302 | 0.04839 | 2019-06-26 13:00 | 43642.5417 | 0.17344 | 0.10008
2019-06-26 14:00 | 43642.5833 | 0.12167 | 0.04568 | 2019-06-26 14:00 | 43642.5833 | 0.16234 | 0.08723
2019-06-26 15:00 | 43642.625 | 0.12146 | 0.04425 | 2019-06-26 15:00 | 43642.625 | 0.1492 | 0.07843
2019-06-26 16:00 | 43642.6667 | 0.12142 | 0.04424 | 2019-06-26 16:00 | 43642.6667 | 0.14311 | 0.07401
2019-06-26 17:00 | 43642.7083 | 0.12222 | 0.04433 | 2019-06-26 17:00 | 43642.7083 | 0.15118 | 0.07668
2019-06-26 18:00 | 43642.75 | 0.12482 | 0.04495 | 2019-06-26 18:00 | 43642.75 | 0.17009 | 0.09073
2019-06-26 19:00 | 43642.7917 | 0.12983 | 0.04693 | 2019-06-26 19:00 | 43642.7917 | 0.21272 | 0.12383
2019-06-26 20:00 | 43642.8333 | 0.13094 | 0.05094 | 2019-06-26 20:00 | 43642.8333 | 0.23197 | 0.14365
2019-06-26 21:00 | 43642.875 | 0.13105 | 0.05154 | 2019-06-26 21:00 | 43642.875 | 0.24342 | 0.15237
2019-06-26 22:00 | 43642.9167 | 0.06048 | 0.05142 | 2019-06-26 22:00 | 43642.9167 | 0.23307 | 0.13968
2019-06-26 23:00 | 43642.9583 | 0.06511 | 0.0475 | 2019-06-26 23:00 | 43642.9583 | 0.25495 | 0.1413
2019-06-27 | 43643 | 0.06463 | 0.05115 | 2019-06-27 | 43643 | 0.24646 | 0.12837
2019-06-27 01:00 | 43643.0417 | 0.06149 | 0.05046 | 2019-06-27 01:00 | 43643.0417 | 0.24143 | 0.11927
2019-06-27 02:00 | 43643.0833 | 0.06052 | 0.04764 | 2019-06-27 02:00 | 43643.0833 | 0.23888 | 0.11474
2019-06-27 03:00 | 43643.125 | 0.05982 | 0.0464 | 2019-06-27 03:00 | 43643.125 | 0.24734 | 0.11996
2019-06-27 04:00 | 43643.1667 | 0.0612 | 0.04573 | 2019-06-27 04:00 | 43643.1667 | 0.25853 | 0.13382
2019-06-27 05:00 | 43643.2083 | 0.06065 | 0.04712 | 2019-06-27 05:00 | 43643.2083 | 0.26625 | 0.14182
2019-06-27 06:00 | 43643.25 | 0.06407 | 0.04667 | 2019-06-27 06:00 | 43643.25 | 0.28372 | 0.16283
2019-06-27 07:00 | 43643.2917 | 0.0632 | 0.05029 | 2019-06-27 07:00 | 43643.2917 | 0.29539 | 0.15722
2019-06-27 08:00 | 43643.3333 | 0.06374 | 0.05082 | 2019-06-27 08:00 | 43643.3333 | 0.26311 | 0.14202
2019-06-27 09:00 | 43643.375 | 0.06321 | 0.05171 | 2019-06-27 09:00 | 43643.375 | 0.3018 | 0.14134
2019-06-27 10:00 | 43643.4167 | 0.06248 | 0.05146 | 2019-06-27 10:00 | 43643.4167 | 0.29665 | 0.13859
2019-06-27 11:00 | 43643.4583 | 0.06261 | 0.05082 | 2019-06-27 11:00 | 43643.4583 | 0.30099 | 0.14215
2019-06-27 12:00 | 43643.5 | 0.12806 | 0.05092 | 2019-06-27 12:00 | 43643.5 | 0.29994 | 0.14215
2019-06-27 13:00 | 43643.5417 | 0.12479 | 0.05032 | 2019-06-27 13:00 | 43643.5417 | 0.24806 | 0.13974
2019-06-27 14:00 | 43643.5833 | 0.12285 | 0.04733 | 2019-06-27 14:00 | 43643.5833 | 0.24086 | 0.13168
2019-06-27 15:00 | 43643.625 | 0.1227 | 0.04535 | 2019-06-27 15:00 | 43643.625 | 0.23766 | 0.13041
2019-06-27 16:00 | 43643.6667 | 0.12404 | 0.04536 | 2019-06-27 16:00 | 43643.6667 | 0.24143 | 0.13166
2019-06-27 17:00 | 43643.7083 | 0.12442 | 0.04662 | 2019-06-27 17:00 | 43643.7083 | 0.29607 | 0.13417
2019-06-27 18:00 | 43643.75 | 0.12873 | 0.0469 | 2019-06-27 18:00 | 43643.75 | 0.31631 | 0.14211
2019-06-27 19:00 | 43643.7917 | 0.13085 | 0.05027 | 2019-06-27 19:00 | 43643.7917 | 0.35119 | 0.1647
2019-06-27 20:00 | 43643.8333 | 0.13248 | 0.05167 | 2019-06-27 20:00 | 43643.8333 | 0.36886 | 0.18068
2019-06-27 21:00 | 43643.875 | 0.13283 | 0.05271 | 2019-06-27 21:00 | 43643.875 | 0.32353 | 0.17968
2019-06-27 22:00 | 43643.9167 | 0.06587 | 0.05271 | 2019-06-27 22:00 | 43643.9167 | 0.31737 | 0.16474
2019-06-27 23:00 | 43643.9583 | 0.06711 | 0.0522 | 2019-06-27 23:00 | 43643.9583 | 0.32061 | 0.14702
2019-06-28 | 43644 | 0.06553 | 0.05298 | 2019-06-28 | 43644 | 0.31627 | 0.135
2019-06-28 01:00 | 43644.0417 | 0.06507 | 0.05149 | 2019-06-28 01:00 | 43644.0417 | 0.32243 | 0.13126
2019-06-28 02:00 | 43644.0833 | 0.06548 | 0.05089 | 2019-06-28 02:00 | 43644.0833 | 0.33746 | 0.13475
2019-06-28 03:00 | 43644.125 | 0.06543 | 0.0509 | 2019-06-28 03:00 | 43644.125 | 0.34968 | 0.13714
2019-06-28 04:00 | 43644.1667 | 0.06559 | 0.0509 | 2019-06-28 04:00 | 43644.1667 | 0.36944 | 0.14759
2019-06-28 05:00 | 43644.2083 | 0.06506 | 0.05119 | 2019-06-28 05:00 | 43644.2083 | 0.37186 | 0.15024
2019-06-28 06:00 | 43644.25 | 0.0641 | 0.05103 | 2019-06-28 06:00 | 43644.25 | 0.37227 | 0.16507
2019-06-28 07:00 | 43644.2917 | 0.06516 | 0.05045 | 2019-06-28 07:00 | 43644.2917 | 0.37869 | 0.16459
2019-06-28 08:00 | 43644.3333 | 0.0656 | 0.05234 | 2019-06-28 08:00 | 43644.3333 | 0.34404 | 0.1501
2019-06-28 09:00 | 43644.375 | 0.0656 | 0.05319 | 2019-06-28 09:00 | 43644.375 | 0.36668 | 0.1392
2019-06-28 10:00 | 43644.4167 | 0.06549 | 0.05337 | 2019-06-28 10:00 | 43644.4167 | 0.35842 | 0.13452
2019-06-28 11:00 | 43644.4583 | 0.0657 | 0.05337 | 2019-06-28 11:00 | 43644.4583 | 0.35988 | 0.13951
2019-06-28 12:00 | 43644.5 | 0.13195 | 0.05353 | 2019-06-28 12:00 | 43644.5 | 0.36231 | 0.14306
2019-06-28 13:00 | 43644.5417 | 0.13162 | 0.05354 | 2019-06-28 13:00 | 43644.5417 | 0.30573 | 0.13553
2019-06-28 14:00 | 43644.5833 | 0.13028 | 0.05304 | 2019-06-28 14:00 | 43644.5833 | 0.30565 | 0.13223
2019-06-28 15:00 | 43644.625 | 0.12971 | 0.05162 | 2019-06-28 15:00 | 43644.625 | 0.30493 | 0.1309
2019-06-28 16:00 | 43644.6667 | 0.12949 | 0.05121 | 2019-06-28 16:00 | 43644.6667 | 0.30773 | 0.13071
2019-06-28 17:00 | 43644.7083 | 0.12935 | 0.05105 | 2019-06-28 17:00 | 43644.7083 | 0.35573 | 0.13071
2019-06-28 18:00 | 43644.75 | 0.12977 | 0.05086 | 2019-06-28 18:00 | 43644.75 | 0.36715 | 0.13311
2019-06-28 19:00 | 43644.7917 | 0.13068 | 0.05106 | 2019-06-28 19:00 | 43644.7917 | 0.40917 | 0.16024
2019-06-28 20:00 | 43644.8333 | 0.13099 | 0.0513 | 2019-06-28 20:00 | 43644.8333 | 0.41889 | 0.17077
2019-06-28 21:00 | 43644.875 | 0.13098 | 0.05127 | 2019-06-28 21:00 | 43644.875 | 0.37718 | 0.16968
2019-06-28 22:00 | 43644.9167 | 0.06417 | 0.05103 | 2019-06-28 22:00 | 43644.9167 | 0.37818 | 0.15024
2019-06-28 23:00 | 43644.9583 | 0.06557 | 0.05052 | 2019-06-28 23:00 | 43644.9583 | 0.33825 | 0.16568
2019-06-29 | 43645 | 0.06359 | 0.05099 | 2019-06-29 | 43645 | 0.33888 | 0.15569
2019-06-29 01:00 | 43645.0417 | 0.06363 | 0.04916 | 2019-06-29 01:00 | 43645.0417 | 0.33292 | 0.1436
2019-06-29 02:00 | 43645.0833 | 0.06406 | 0.04912 | 2019-06-29 02:00 | 43645.0833 | 0.3398 | 0.1436
2019-06-29 03:00 | 43645.125 | 0.06459 | 0.04915 | 2019-06-29 03:00 | 43645.125 | 0.34339 | 0.1446
2019-06-29 04:00 | 43645.1667 | 0.06462 | 0.04959 | 2019-06-29 04:00 | 43645.1667 | 0.35161 | 0.15117
2019-06-29 05:00 | 43645.2083 | 0.05953 | 0.04968 | 2019-06-29 05:00 | 43645.2083 | 0.35609 | 0.16697
2019-06-29 06:00 | 43645.25 | 0.05939 | 0.04547 | 2019-06-29 06:00 | 43645.25 | 0.33825 | 0.17093
2019-06-29 07:00 | 43645.2917 | 0.06171 | 0.04541 | 2019-06-29 07:00 | 43645.2917 | 0.34629 | 0.16576
2019-06-29 08:00 | 43645.3333 | 0.06335 | 0.04804 | 2019-06-29 08:00 | 43645.3333 | 0.30374 | 0.1427
2019-06-29 09:00 | 43645.375 | 0.06287 | 0.04996 | 2019-06-29 09:00 | 43645.375 | 0.32701 | 0.13076
2019-06-29 10:00 | 43645.4167 | 0.06265 | 0.04987 | 2019-06-29 10:00 | 43645.4167 | 0.31519 | 0.12537
2019-06-29 11:00 | 43645.4583 | 0.06369 | 0.04996 | 2019-06-29 11:00 | 43645.4583 | 0.31016 | 0.12472
2019-06-29 12:00 | 43645.5 | 0.13046 | 0.05085 | 2019-06-29 12:00 | 43645.5 | 0.30577 | 0.12468
2019-06-29 13:00 | 43645.5417 | 0.12868 | 0.05105 | 2019-06-29 13:00 | 43645.5417 | 0.25122 | 0.11912
2019-06-29 14:00 | 43645.5833 | 0.12751 | 0.04942 | 2019-06-29 14:00 | 43645.5833 | 0.23225 | 0.10288
2019-06-29 15:00 | 43645.625 | 0.12567 | 0.0481 | 2019-06-29 15:00 | 43645.625 | 0.222 | 0.09591
2019-06-29 16:00 | 43645.6667 | 0.12565 | 0.04662 | 2019-06-29 16:00 | 43645.6667 | 0.21986 | 0.09458
2019-06-29 17:00 | 43645.7083 | 0.12693 | 0.0468 | 2019-06-29 17:00 | 43645.7083 | 0.26493 | 0.09167
2019-06-29 18:00 | 43645.75 | 0.12809 | 0.04784 | 2019-06-29 18:00 | 43645.75 | 0.2843 | 0.09867
2019-06-29 19:00 | 43645.7917 | 0.13014 | 0.04859 | 2019-06-29 19:00 | 43645.7917 | 0.31778 | 0.12283
2019-06-29 20:00 | 43645.8333 | 0.13107 | 0.04975 | 2019-06-29 20:00 | 43645.8333 | 0.32974 | 0.13082
2019-06-29 21:00 | 43645.875 | 0.13056 | 0.05029 | 2019-06-29 21:00 | 43645.875 | 0.28691 | 0.13113
2019-06-29 22:00 | 43645.9167 | 0.0629 | 0.04975 | 2019-06-29 22:00 | 43645.9167 | 0.29251 | 0.12442
2019-06-29 23:00 | 43645.9583 | 0.06195 | 0.04862 | 2019-06-29 23:00 | 43645.9583 | 0.27579 | 0.13901
2019-06-30 | 43646 | 0.06208 | 0.04709 | 2019-06-30 | 43646 | 0.27833 | 0.13677
2019-06-30 01:00 | 43646.0417 | 0.06057 | 0.0473 | 2019-06-30 01:00 | 43646.0417 | 0.2867 | 0.13655
2019-06-30 02:00 | 43646.0833 | 0.06089 | 0.04577 | 2019-06-30 02:00 | 43646.0833 | 0.29435 | 0.13968
2019-06-30 03:00 | 43646.125 | 0.06111 | 0.04557 | 2019-06-30 03:00 | 43646.125 | 0.29705 | 0.14106
2019-06-30 04:00 | 43646.1667 | 0.06219 | 0.04573 | 2019-06-30 04:00 | 43646.1667 | 0.29223 | 0.1416
2019-06-30 05:00 | 43646.2083 | 0.05934 | 0.0468 | 2019-06-30 05:00 | 43646.2083 | 0.29227 | 0.14267
2019-06-30 06:00 | 43646.25 | 0.05958 | 0.0443 | 2019-06-30 06:00 | 43646.25 | 0.28703 | 0.15068
2019-06-30 07:00 | 43646.2917 | 0.05979 | 0.04453 | 2019-06-30 07:00 | 43646.2917 | 0.29416 | 0.14268
2019-06-30 08:00 | 43646.3333 | 0.05928 | 0.04526 | 2019-06-30 08:00 | 43646.3333 | 0.27393 | 0.13669
2019-06-30 09:00 | 43646.375 | 0.05916 | 0.04536 | 2019-06-30 09:00 | 43646.375 | 0.31135 | 0.13611
2019-06-30 10:00 | 43646.4167 | 0.05905 | 0.04569 | 2019-06-30 10:00 | 43646.4167 | 0.29743 | 0.12991
2019-06-30 11:00 | 43646.4583 | 0.05954 | 0.04587 | 2019-06-30 11:00 | 43646.4583 | 0.29049 | 0.12665
2019-06-30 12:00 | 43646.5 | 0.12832 | 0.04633 | 2019-06-30 12:00 | 43646.5 | 0.28045 | 0.12098
2019-06-30 13:00 | 43646.5417 | 0.12637 | 0.04829 | 2019-06-30 13:00 | 43646.5417 | 0.22642 | 0.1156
2019-06-30 14:00 | 43646.5833 | 0.12484 | 0.0467 | 2019-06-30 14:00 | 43646.5833 | 0.22346 | 0.11028
2019-06-30 15:00 | 43646.625 | 0.12327 | 0.04497 | 2019-06-30 15:00 | 43646.625 | 0.21333 | 0.10014
2019-06-30 16:00 | 43646.6667 | 0.12246 | 0.04358 | 2019-06-30 16:00 | 43646.6667 | 0.21405 | 0.09947
2019-06-30 17:00 | 43646.7083 | 0.12211 | 0.04295 | 2019-06-30 17:00 | 43646.7083 | 0.26493 | 0.09907
2019-06-30 18:00 | 43646.75 | 0.12395 | 0.04245 | 2019-06-30 18:00 | 43646.75 | 0.28938 | 0.11438
2019-06-30 19:00 | 43646.7917 | 0.12857 | 0.04396 | 2019-06-30 19:00 | 43646.7917 | 0.33477 | 0.1393
2019-06-30 20:00 | 43646.8333 | 0.1336 | 0.04767 | 2019-06-30 20:00 | 43646.8333 | 0.35692 | 0.15526
2019-06-30 21:00 | 43646.875 | 0.13487 | 0.05242 | 2019-06-30 21:00 | 43646.875 | 0.31496 | 0.15789
2019-06-30 22:00 | 43646.9167 | 0.06567 | 0.05364 | 2019-06-30 22:00 | 43646.9167 | 0.31676 | 0.14941
2019-06-30 23:00 | 43646.9583 | 0.06439 | 0.05103 | 2019-06-30 23:00 | 43646.9583 | 0.29296 | 0.14789
2019-07-01 | 43647 | 0.05818 | 0.0504 | 2019-07-01 | 43647 | 0.30291 | 0.14659
2019-07-01 01:00 | 43647.0417 | 0.05582 | 0.04456 | 2019-07-01 01:00 | 43647.0417 | 0.30642 | 0.1436
2019-07-01 02:00 | 43647.0833 | 0.05475 | 0.0423 | 2019-07-01 02:00 | 43647.0833 | 0.31248 | 0.14212
2019-07-01 03:00 | 43647.125 | 0.0547 | 0.04085 | 2019-07-01 03:00 | 43647.125 | 0.31953 | 0.14469
2019-07-01 04:00 | 43647.1667 | 0.05622 | 0.0408 | 2019-07-01 04:00 | 43647.1667 | 0.32099 | 0.1465
2019-07-01 05:00 | 43647.2083 | 0.0588 | 0.04227 | 2019-07-01 05:00 | 43647.2083 | 0.31129 | 0.14666
2019-07-01 06:00 | 43647.25 | 0.06403 | 0.04491 | 2019-07-01 06:00 | 43647.25 | 0.30431 | 0.15269
2019-07-01 07:00 | 43647.2917 | 0.06308 | 0.05011 | 2019-07-01 07:00 | 43647.2917 | 0.30804 | 0.14742
2019-07-01 08:00 | 43647.3333 | 0.0637 | 0.05084 | 2019-07-01 08:00 | 43647.3333 | 0.2945 | 0.14595
2019-07-01 09:00 | 43647.375 | 0.06358 | 0.05111 | 2019-07-01 09:00 | 43647.375 | 0.33577 | 0.14857
2019-07-01 10:00 | 43647.4167 | 0.06388 | 0.05124 | 2019-07-01 10:00 | 43647.4167 | 0.33537 | 0.14814
2019-07-01 11:00 | 43647.4583 | 0.06561 | 0.0516 | 2019-07-01 11:00 | 43647.4583 | 0.34031 | 0.15368
2019-07-01 12:00 | 43647.5 | 0.13192 | 0.05298 | 2019-07-01 12:00 | 43647.5 | 0.33561 | 0.15159
2019-07-01 13:00 | 43647.5417 | 0.12967 | 0.05298 | 2019-07-01 13:00 | 43647.5417 | 0.27965 | 0.14536
2019-07-01 14:00 | 43647.5833 | 0.12815 | 0.05143 | 2019-07-01 14:00 | 43647.5833 | 0.27408 | 0.14065
2019-07-01 15:00 | 43647.625 | 0.12619 | 0.04989 | 2019-07-01 15:00 | 43647.625 | 0.26977 | 0.13528
2019-07-01 16:00 | 43647.6667 | 0.12581 | 0.04828 | 2019-07-01 16:00 | 43647.6667 | 0.26987 | 0.13434
2019-07-01 17:00 | 43647.7083 | 0.12484 | 0.04799 | 2019-07-01 17:00 | 43647.7083 | 0.30518 | 0.1247
2019-07-01 18:00 | 43647.75 | 0.12407 | 0.04713 | 2019-07-01 18:00 | 43647.75 | 0.33151 | 0.13873
2019-07-01 19:00 | 43647.7917 | 0.12759 | 0.04621 | 2019-07-01 19:00 | 43647.7917 | 0.351 | 0.14594
2019-07-01 20:00 | 43647.8333 | 0.13062 | 0.04889 | 2019-07-01 20:00 | 43647.8333 | 0.36202 | 0.15466
2019-07-01 21:00 | 43647.875 | 0.12995 | 0.05115 | 2019-07-01 21:00 | 43647.875 | 0.31404 | 0.15408
2019-07-01 22:00 | 43647.9167 | 0.06071 | 0.05047 | 2019-07-01 22:00 | 43647.9167 | 0.31249 | 0.14647
2019-07-01 23:00 | 43647.9583 | 0.06363 | 0.04782 | 2019-07-01 23:00 | 43647.9583 | 0.33002 | 0.16673
2019-07-02 | 43648 | 0.0565 | 0.05007 | 2019-07-02 | 43648 | 0.33552 | 0.16114
2019-07-02 01:00 | 43648.0417 | 0.05324 | 0.04362 | 2019-07-02 01:00 | 43648.0417 | 0.35136 | 0.15854
2019-07-02 02:00 | 43648.0833 | 0.05332 | 0.04075 | 2019-07-02 02:00 | 43648.0833 | 0.35633 | 0.15403
2019-07-02 03:00 | 43648.125 | 0.0533 | 0.04038 | 2019-07-02 03:00 | 43648.125 | 0.36619 | 0.1565
2019-07-02 04:00 | 43648.1667 | 0.05368 | 0.04039 | 2019-07-02 04:00 | 43648.1667 | 0.37357 | 0.15905
2019-07-02 05:00 | 43648.2083 | 0.05724 | 0.04084 | 2019-07-02 05:00 | 43648.2083 | 0.37533 | 0.16013
2019-07-02 06:00 | 43648.25 | 0.05892 | 0.04398 | 2019-07-02 06:00 | 43648.25 | 0.35568 | 0.14801
2019-07-02 07:00 | 43648.2917 | 0.06215 | 0.04572 | 2019-07-02 07:00 | 43648.2917 | 0.32318 | 0.14318
2019-07-02 08:00 | 43648.3333 | 0.06297 | 0.04993 | 2019-07-02 08:00 | 43648.3333 | 0.27763 | 0.1329
2019-07-02 09:00 | 43648.375 | 0.06341 | 0.05111 | 2019-07-02 09:00 | 43648.375 | 0.26548 | 0.13581
2019-07-02 10:00 | 43648.4167 | 0.06463 | 0.05164 | 2019-07-02 10:00 | 43648.4167 | 0.24395 | 0.12935
2019-07-02 11:00 | 43648.4583 | 0.06586 | 0.05258 | 2019-07-02 11:00 | 43648.4583 | 0.22961 | 0.12041
2019-07-02 12:00 | 43648.5 | 0.13241 | 0.0535 | 2019-07-02 12:00 | 43648.5 | 0.22948 | 0.12242
2019-07-02 13:00 | 43648.5417 | 0.1317 | 0.05357 | 2019-07-02 13:00 | 43648.5417 | 0.21817 | 0.11365
2019-07-02 14:00 | 43648.5833 | 0.13073 | 0.05298 | 2019-07-02 14:00 | 43648.5833 | 0.21816 | 0.11166
2019-07-02 15:00 | 43648.625 | 0.1302 | 0.05189 | 2019-07-02 15:00 | 43648.625 | 0.21655 | 0.10837
2019-07-02 16:00 | 43648.6667 | 0.12989 | 0.05159 | 2019-07-02 16:00 | 43648.6667 | 0.22094 | 0.10932
2019-07-02 17:00 | 43648.7083 | 0.1291 | 0.05144 | 2019-07-02 17:00 | 43648.7083 | 0.23493 | 0.11701
2019-07-02 18:00 | 43648.75 | 0.12866 | 0.05073 | 2019-07-02 18:00 | 43648.75 | 0.26508 | 0.13793
2019-07-02 19:00 | 43648.7917 | 0.12915 | 0.05006 | 2019-07-02 19:00 | 43648.7917 | 0.29377 | 0.15136
2019-07-02 20:00 | 43648.8333 | 0.13014 | 0.05007 | 2019-07-02 20:00 | 43648.8333 | 0.31001 | 0.16653
2019-07-02 21:00 | 43648.875 | 0.12936 | 0.05065 | 2019-07-02 21:00 | 43648.875 | 0.31141 | 0.16959
2019-07-02 22:00 | 43648.9167 | 0.06274 | 0.04991 | 2019-07-02 22:00 | 43648.9167 | 0.31659 | 0.16606
2019-07-02 23:00 | 43648.9583 | 0.06526 | 0.0495 | 2019-07-02 23:00 | 43648.9583 | 0.33291 | 0.16439
2019-07-03 | 43649 | 0.06048 | 0.05132 | 2019-07-03 | 43649 | 0.33615 | 0.15946
2019-07-03 01:00 | 43649.0417 | 0.0563 | 0.04704 | 2019-07-03 01:00 | 43649.0417 | 0.3408 | 0.14907
2019-07-03 02:00 | 43649.0833 | 0.05537 | 0.04335 | 2019-07-03 02:00 | 43649.0833 | 0.3433 | 0.14459
2019-07-03 03:00 | 43649.125 | 0.05532 | 0.04209 | 2019-07-03 03:00 | 43649.125 | 0.34296 | 0.14034
2019-07-03 04:00 | 43649.1667 | 0.05797 | 0.04207 | 2019-07-03 04:00 | 43649.1667 | 0.35091 | 0.14389
2019-07-03 05:00 | 43649.2083 | 0.06113 | 0.04457 | 2019-07-03 05:00 | 43649.2083 | 0.35236 | 0.14261
2019-07-03 06:00 | 43649.25 | 0.06402 | 0.04729 | 2019-07-03 06:00 | 43649.25 | 0.31262 | 0.12699
2019-07-03 07:00 | 43649.2917 | 0.06508 | 0.05007 | 2019-07-03 07:00 | 43649.2917 | 0.27457 | 0.11603
2019-07-03 08:00 | 43649.3333 | 0.06587 | 0.05248 | 2019-07-03 08:00 | 43649.3333 | 0.23666 | 0.10764
2019-07-03 09:00 | 43649.375 | 0.06598 | 0.05347 | 2019-07-03 09:00 | 43649.375 | 0.21515 | 0.10447
2019-07-03 10:00 | 43649.4167 | 0.06579 | 0.05365 | 2019-07-03 10:00 | 43649.4167 | 0.19513 | 0.09493
2019-07-03 11:00 | 43649.4583 | 0.06624 | 0.05361 | 2019-07-03 11:00 | 43649.4583 | 0.21922 | 0.12272
2019-07-03 12:00 | 43649.5 | 0.13273 | 0.05386 | 2019-07-03 12:00 | 43649.5 | 0.21787 | 0.12474
2019-07-03 13:00 | 43649.5417 | 0.13256 | 0.05389 | 2019-07-03 13:00 | 43649.5417 | 0.20946 | 0.11724
2019-07-03 14:00 | 43649.5833 | 0.1323 | 0.05359 | 2019-07-03 14:00 | 43649.5833 | 0.19112 | 0.09907
2019-07-03 15:00 | 43649.625 | 0.13208 | 0.05315 | 2019-07-03 15:00 | 43649.625 | 0.1839 | 0.09121
2019-07-03 16:00 | 43649.6667 | 0.13207 | 0.05315 | 2019-07-03 16:00 | 43649.6667 | 0.18847 | 0.09159
2019-07-03 17:00 | 43649.7083 | 0.13153 | 0.05326 | 2019-07-03 17:00 | 43649.7083 | 0.21719 | 0.11378
2019-07-03 18:00 | 43649.75 | 0.13218 | 0.0529 | 2019-07-03 18:00 | 43649.75 | 0.24302 | 0.12794
2019-07-03 19:00 | 43649.7917 | 0.13273 | 0.05309 | 2019-07-03 19:00 | 43649.7917 | 0.29018 | 0.15964
2019-07-03 20:00 | 43649.8333 | 0.13341 | 0.05313 | 2019-07-03 20:00 | 43649.8333 | 0.30597 | 0.17669
2019-07-03 21:00 | 43649.875 | 0.13319 | 0.05353 | 2019-07-03 21:00 | 43649.875 | 0.32071 | 0.19268
2019-07-03 22:00 | 43649.9167 | 0.06439 | 0.05318 | 2019-07-03 22:00 | 43649.9167 | 0.31618 | 0.17956
2019-07-03 23:00 | 43649.9583 | 0.06804 | 0.05106 | 2019-07-03 23:00 | 43649.9583 | 0.36253 | 0.16539
2019-07-04 | 43650 | 0.06524 | 0.05367 | 2019-07-04 | 43650 | 0.37169 | 0.16392
2019-07-04 01:00 | 43650.0417 | 0.06213 | 0.05101 | 2019-07-04 01:00 | 43650.0417 | 0.37214 | 0.15259
2019-07-04 02:00 | 43650.0833 | 0.06121 | 0.04818 | 2019-07-04 02:00 | 43650.0833 | 0.37192 | 0.14955
2019-07-04 03:00 | 43650.125 | 0.06137 | 0.04695 | 2019-07-04 03:00 | 43650.125 | 0.37597 | 0.15205
2019-07-04 04:00 | 43650.1667 | 0.06455 | 0.04714 | 2019-07-04 04:00 | 43650.1667 | 0.3709 | 0.15237
2019-07-04 05:00 | 43650.2083 | 0.06455 | 0.05013 | 2019-07-04 05:00 | 43650.2083 | 0.36648 | 0.16446
2019-07-04 06:00 | 43650.25 | 0.06844 | 0.05008 | 2019-07-04 06:00 | 43650.25 | 0.3526 | 0.17564
2019-07-04 07:00 | 43650.2917 | 0.06758 | 0.0538 | 2019-07-04 07:00 | 43650.2917 | 0.35771 | 0.17564
2019-07-04 08:00 | 43650.3333 | 0.06748 | 0.05448 | 2019-07-04 08:00 | 43650.3333 | 0.33289 | 0.16543
2019-07-04 09:00 | 43650.375 | 0.0674 | 0.05487 | 2019-07-04 09:00 | 43650.375 | 0.37274 | 0.16441
2019-07-04 10:00 | 43650.4167 | 0.0669 | 0.05491 | 2019-07-04 10:00 | 43650.4167 | 0.36082 | 0.15859
2019-07-04 11:00 | 43650.4583 | 0.06738 | 0.05452 | 2019-07-04 11:00 | 43650.4583 | 0.3616 | 0.16091
2019-07-04 12:00 | 43650.5 | 0.13402 | 0.05484 | 2019-07-04 12:00 | 43650.5 | 0.35983 | 0.16334
2019-07-04 13:00 | 43650.5417 | 0.13344 | 0.05487 | 2019-07-04 13:00 | 43650.5417 | 0.30826 | 0.16324
2019-07-04 14:00 | 43650.5833 | 0.13327 | 0.05428 | 2019-07-04 14:00 | 43650.5833 | 0.30147 | 0.15863
2019-07-04 15:00 | 43650.625 | 0.13294 | 0.05391 | 2019-07-04 15:00 | 43650.625 | 0.29378 | 0.15237
2019-07-04 16:00 | 43650.6667 | 0.13291 | 0.05379 | 2019-07-04 16:00 | 43650.6667 | 0.28796 | 0.14838
2019-07-04 17:00 | 43650.7083 | 0.13303 | 0.05384 | 2019-07-04 17:00 | 43650.7083 | 0.3321 | 0.14347
2019-07-04 18:00 | 43650.75 | 0.13351 | 0.05382 | 2019-07-04 18:00 | 43650.75 | 0.34203 | 0.14551
2019-07-04 19:00 | 43650.7917 | 0.13464 | 0.05396 | 2019-07-04 19:00 | 43650.7917 | 0.37314 | 0.16428
2019-07-04 20:00 | 43650.8333 | 0.13549 | 0.05449 | 2019-07-04 20:00 | 43650.8333 | 0.38066 | 0.17062
2019-07-04 21:00 | 43650.875 | 0.13578 | 0.05487 | 2019-07-04 21:00 | 43650.875 | 0.33037 | 0.16614
2019-07-04 22:00 | 43650.9167 | 0.0677 | 0.05491 | 2019-07-04 22:00 | 43650.9167 | 0.32336 | 0.15226
2019-07-04 23:00 | 43650.9583 | 0.07251 | 0.05367 | 2019-07-04 23:00 | 43650.9583 | 0.31772 | 0.14959
2019-07-05 | 43651 | 0.07135 | 0.05744 | 2019-07-05 | 43651 | 0.30055 | 0.12955
2019-07-05 01:00 | 43651.0417 | 0.06944 | 0.05635 | 2019-07-05 01:00 | 43651.0417 | 0.30068 | 0.11969
2019-07-05 02:00 | 43651.0833 | 0.06874 | 0.05474 | 2019-07-05 02:00 | 43651.0833 | 0.30736 | 0.11842
2019-07-05 03:00 | 43651.125 | 0.06867 | 0.05379 | 2019-07-05 03:00 | 43651.125 | 0.30529 | 0.11421
2019-07-05 04:00 | 43651.1667 | 0.07015 | 0.05382 | 2019-07-05 04:00 | 43651.1667 | 0.30414 | 0.1196
2019-07-05 05:00 | 43651.2083 | 0.06897 | 0.05525 | 2019-07-05 05:00 | 43651.2083 | 0.3076 | 0.12964
2019-07-05 06:00 | 43651.25 | 0.07052 | 0.05419 | 2019-07-05 06:00 | 43651.25 | 0.32253 | 0.14959
2019-07-05 07:00 | 43651.2917 | 0.06964 | 0.0558 | 2019-07-05 07:00 | 43651.2917 | 0.33466 | 0.14992
2019-07-05 08:00 | 43651.3333 | 0.07019 | 0.05649 | 2019-07-05 08:00 | 43651.3333 | 0.3143 | 0.14812
2019-07-05 09:00 | 43651.375 | 0.07019 | 0.05737 | 2019-07-05 09:00 | 43651.375 | 0.35495 | 0.14818
2019-07-05 10:00 | 43651.4167 | 0.06997 | 0.05745 | 2019-07-05 10:00 | 43651.4167 | 0.34726 | 0.14728
2019-07-05 11:00 | 43651.4583 | 0.07062 | 0.0574 | 2019-07-05 11:00 | 43651.4583 | 0.34561 | 0.14814
2019-07-05 12:00 | 43651.5 | 0.13722 | 0.05779 | 2019-07-05 12:00 | 43651.5 | 0.34513 | 0.14959
2019-07-05 13:00 | 43651.5417 | 0.13637 | 0.05775 | 2019-07-05 13:00 | 43651.5417 | 0.2909 | 0.14814
2019-07-05 14:00 | 43651.5833 | 0.13497 | 0.05682 | 2019-07-05 14:00 | 43651.5833 | 0.26929 | 0.12964
2019-07-05 15:00 | 43651.625 | 0.13369 | 0.0555 | 2019-07-05 15:00 | 43651.625 | 0.26709 | 0.12764
2019-07-05 16:00 | 43651.6667 | 0.13353 | 0.0546 | 2019-07-05 16:00 | 43651.6667 | 0.26848 | 0.12759
2019-07-05 17:00 | 43651.7083 | 0.13298 | 0.05457 | 2019-07-05 17:00 | 43651.7083 | 0.31951 | 0.12659
2019-07-05 18:00 | 43651.75 | 0.1344 | 0.05395 | 2019-07-05 18:00 | 43651.75 | 0.32715 | 0.12967
2019-07-05 19:00 | 43651.7917 | 0.13606 | 0.05478 | 2019-07-05 19:00 | 43651.7917 | 0.36354 | 0.14968
2019-07-05 20:00 | 43651.8333 | 0.13812 | 0.05571 | 2019-07-05 20:00 | 43651.8333 | 0.38211 | 0.16322
2019-07-05 21:00 | 43651.875 | 0.13828 | 0.05708 | 2019-07-05 21:00 | 43651.875 | 0.33155 | 0.16064
2019-07-05 22:00 | 43651.9167 | 0.06969 | 0.05696 | 2019-07-05 22:00 | 43651.9167 | 0.31902 | 0.14677
2019-07-05 23:00 | 43651.9583 | 0.07298 | 0.05519 | 2019-07-05 23:00 | 43651.9583 | 0.3062 | 0.14739
2019-07-06 | 43652 | 0.07228 | 0.05787 | 2019-07-06 | 43652 | 0.28367 | 0.11616
2019-07-06 01:00 | 43652.0417 | 0.07042 | 0.0572 | 2019-07-06 01:00 | 43652.0417 | 0.2871 | 0.11603
2019-07-06 02:00 | 43652.0833 | 0.06992 | 0.05561 | 2019-07-06 02:00 | 43652.0833 | 0.29575 | 0.11534
2019-07-06 03:00 | 43652.125 | 0.06994 | 0.0549 | 2019-07-06 03:00 | 43652.125 | 0.29818 | 0.11609
2019-07-06 04:00 | 43652.1667 | 0.06889 | 0.0549 | 2019-07-06 04:00 | 43652.1667 | 0.29941 | 0.12442
2019-07-06 05:00 | 43652.2083 | 0.06108 | 0.05402 | 2019-07-06 05:00 | 43652.2083 | 0.32326 | 0.14819
2019-07-06 06:00 | 43652.25 | 0.06282 | 0.04729 | 2019-07-06 06:00 | 43652.25 | 0.32832 | 0.16113
2019-07-06 07:00 | 43652.2917 | 0.0663 | 0.04885 | 2019-07-06 07:00 | 43652.2917 | 0.33736 | 0.16112
2019-07-06 08:00 | 43652.3333 | 0.06704 | 0.05252 | 2019-07-06 08:00 | 43652.3333 | 0.30942 | 0.15436
2019-07-06 09:00 | 43652.375 | 0.06692 | 0.05359 | 2019-07-06 09:00 | 43652.375 | 0.35649 | 0.15553
2019-07-06 10:00 | 43652.4167 | 0.06644 | 0.05374 | 2019-07-06 10:00 | 43652.4167 | 0.34545 | 0.15153
2019-07-06 11:00 | 43652.4583 | 0.06659 | 0.05357 | 2019-07-06 11:00 | 43652.4583 | 0.34651 | 0.15486
2019-07-06 12:00 | 43652.5 | 0.13244 | 0.05356 | 2019-07-06 12:00 | 43652.5 | 0.34502 | 0.15553
2019-07-06 13:00 | 43652.5417 | 0.1297 | 0.0528 | 2019-07-06 13:00 | 43652.5417 | 0.28629 | 0.14774
2019-07-06 14:00 | 43652.5833 | 0.12524 | 0.05025 | 2019-07-06 14:00 | 43652.5833 | 0.27062 | 0.13439
2019-07-06 15:00 | 43652.625 | 0.12355 | 0.04623 | 2019-07-06 15:00 | 43652.625 | 0.25946 | 0.12402
2019-07-06 16:00 | 43652.6667 | 0.12306 | 0.04486 | 2019-07-06 16:00 | 43652.6667 | 0.25755 | 0.12169
2019-07-06 17:00 | 43652.7083 | 0.1238 | 0.04466 | 2019-07-06 17:00 | 43652.7083 | 0.33076 | 0.14164
2019-07-06 18:00 | 43652.75 | 0.1251 | 0.04521 | 2019-07-06 18:00 | 43652.75 | 0.35755 | 0.15614
2019-07-06 19:00 | 43652.7917 | 0.13049 | 0.04615 | 2019-07-06 19:00 | 43652.7917 | 0.38174 | 0.16621
2019-07-06 20:00 | 43652.8333 | 0.13463 | 0.05011 | 2019-07-06 20:00 | 43652.8333 | 0.39143 | 0.17394
2019-07-06 21:00 | 43652.875 | 0.1348 | 0.05328 | 2019-07-06 21:00 | 43652.875 | 0.34465 | 0.17256
2019-07-06 22:00 | 43652.9167 | 0.06789 | 0.05349 | 2019-07-06 22:00 | 43652.9167 | 0.34225 | 0.16112
2019-07-06 23:00 | 43652.9583 | 0.07176 | 0.05308 | 2019-07-06 23:00 | 43652.9583 | 0.2908 | 0.15487
2019-07-07 | 43653 | 0.07116 | 0.05627 | 2019-07-07 | 43653 | 0.26287 | 0.13064
2019-07-07 01:00 | 43653.0417 | 0.06989 | 0.05572 | 2019-07-07 01:00 | 43653.0417 | 0.25013 | 0.11609
2019-07-07 02:00 | 43653.0833 | 0.06444 | 0.05462 | 2019-07-07 02:00 | 43653.0833 | 0.25106 | 0.11519
2019-07-07 03:00 | 43653.125 | 0.06271 | 0.04942 | 2019-07-07 03:00 | 43653.125 | 0.25217 | 0.11463
2019-07-07 04:00 | 43653.1667 | 0.06253 | 0.04788 | 2019-07-07 04:00 | 43653.1667 | 0.24885 | 0.11463
2019-07-07 05:00 | 43653.2083 | 0.05929 | 0.04785 | 2019-07-07 05:00 | 43653.2083 | 0.2469 | 0.11519
2019-07-07 06:00 | 43653.25 | 0.05863 | 0.04498 | 2019-07-07 06:00 | 43653.25 | 0.23661 | 0.11964
2019-07-07 07:00 | 43653.2917 | 0.05955 | 0.04419 | 2019-07-07 07:00 | 43653.2917 | 0.24593 | 0.11519
2019-07-07 08:00 | 43653.3333 | 0.06087 | 0.04574 | 2019-07-07 08:00 | 43653.3333 | 0.23348 | 0.10965
2019-07-07 09:00 | 43653.375 | 0.06085 | 0.04678 | 2019-07-07 09:00 | 43653.375 | 0.2741 | 0.1107
2019-07-07 10:00 | 43653.4167 | 0.06275 | 0.0477 | 2019-07-07 10:00 | 43653.4167 | 0.26991 | 0.10992
2019-07-07 11:00 | 43653.4583 | 0.06631 | 0.04962 | 2019-07-07 11:00 | 43653.4583 | 0.2704 | 0.11463
2019-07-07 12:00 | 43653.5 | 0.13504 | 0.05263 | 2019-07-07 12:00 | 43653.5 | 0.2697 | 0.11523
2019-07-07 13:00 | 43653.5417 | 0.13389 | 0.05425 | 2019-07-07 13:00 | 43653.5417 | 0.22152 | 0.11562
2019-07-07 14:00 | 43653.5833 | 0.12889 | 0.05329 | 2019-07-07 14:00 | 43653.5833 | 0.22176 | 0.1147
2019-07-07 15:00 | 43653.625 | 0.12585 | 0.04886 | 2019-07-07 15:00 | 43653.625 | 0.22167 | 0.11322
2019-07-07 16:00 | 43653.6667 | 0.12422 | 0.04632 | 2019-07-07 16:00 | 43653.6667 | 0.22182 | 0.11228
2019-07-07 17:00 | 43653.7083 | 0.12426 | 0.045 | 2019-07-07 17:00 | 43653.7083 | 0.27121 | 0.10782
2019-07-07 18:00 | 43653.75 | 0.12449 | 0.04498 | 2019-07-07 18:00 | 43653.75 | 0.2832 | 0.11519
2019-07-07 19:00 | 43653.7917 | 0.12612 | 0.045 | 2019-07-07 19:00 | 43653.7917 | 0.34033 | 0.15157
2019-07-07 20:00 | 43653.8333 | 0.13353 | 0.04626 | 2019-07-07 20:00 | 43653.8333 | 0.35978 | 0.16862
2019-07-07 21:00 | 43653.875 | 0.13608 | 0.05275 | 2019-07-07 21:00 | 43653.875 | 0.30902 | 0.1688
2019-07-07 22:00 | 43653.9167 | 0.06201 | 0.05508 | 2019-07-07 22:00 | 43653.9167 | 0.29381 | 0.14955
2019-07-07 23:00 | 43653.9583 | 0.06078 | 0.04838 | 2019-07-07 23:00 | 43653.9583 | 0.30859 | 0.16083
2019-07-08 | 43654 | 0.05486 | 0.04771 | 2019-07-08 | 43654 | 0.30685 | 0.14955
2019-07-08 01:00 | 43654.0417 | 0.05256 | 0.04245 | 2019-07-08 01:00 | 43654.0417 | 0.29096 | 0.12864
2019-07-08 02:00 | 43654.0833 | 0.05268 | 0.0403 | 2019-07-08 02:00 | 43654.0833 | 0.28455 | 0.12055
2019-07-08 03:00 | 43654.125 | 0.05431 | 0.03996 | 2019-07-08 03:00 | 43654.125 | 0.28994 | 0.12264
2019-07-08 04:00 | 43654.1667 | 0.05505 | 0.04141 | 2019-07-08 04:00 | 43654.1667 | 0.29816 | 0.12959
2019-07-08 05:00 | 43654.2083 | 0.0606 | 0.04216 | 2019-07-08 05:00 | 43654.2083 | 0.31924 | 0.15016
2019-07-08 06:00 | 43654.25 | 0.06127 | 0.04706 | 2019-07-08 06:00 | 43654.25 | 0.32672 | 0.16059
2019-07-08 07:00 | 43654.2917 | 0.0657 | 0.0481 | 2019-07-08 07:00 | 43654.2917 | 0.33972 | 0.1606
2019-07-08 08:00 | 43654.3333 | 0.06759 | 0.0534 | 2019-07-08 08:00 | 43654.3333 | 0.29971 | 0.13999
2019-07-08 09:00 | 43654.375 | 0.0674 | 0.05548 | 2019-07-08 09:00 | 43654.375 | 0.33614 | 0.13362
2019-07-08 10:00 | 43654.4167 | 0.06866 | 0.05541 | 2019-07-08 10:00 | 43654.4167 | 0.34721 | 0.14532
2019-07-08 11:00 | 43654.4583 | 0.06961 | 0.0566 | 2019-07-08 11:00 | 43654.4583 | 0.35425 | 0.15333
2019-07-08 12:00 | 43654.5 | 0.13627 | 0.05733 | 2019-07-08 12:00 | 43654.5 | 0.35884 | 0.1601
2019-07-08 13:00 | 43654.5417 | 0.13538 | 0.05748 | 2019-07-08 13:00 | 43654.5417 | 0.30006 | 0.15054
2019-07-08 14:00 | 43654.5833 | 0.13359 | 0.05656 | 2019-07-08 14:00 | 43654.5833 | 0.29556 | 0.14326
2019-07-08 15:00 | 43654.625 | 0.13232 | 0.05479 | 2019-07-08 15:00 | 43654.625 | 0.28475 | 0.13397
2019-07-08 16:00 | 43654.6667 | 0.13145 | 0.05374 | 2019-07-08 16:00 | 43654.6667 | 0.28105 | 0.132
2019-07-08 17:00 | 43654.7083 | 0.12937 | 0.05303 | 2019-07-08 17:00 | 43654.7083 | 0.33118 | 0.12964
2019-07-08 18:00 | 43654.75 | 0.13031 | 0.05121 | 2019-07-08 18:00 | 43654.75 | 0.35462 | 0.14514
2019-07-08 19:00 | 43654.7917 | 0.13204 | 0.05177 | 2019-07-08 19:00 | 43654.7917 | 0.38764 | 0.16563
2019-07-08 20:00 | 43654.8333 | 0.13441 | 0.05292 | 2019-07-08 20:00 | 43654.8333 | 0.39276 | 0.1688
2019-07-08 21:00 | 43654.875 | 0.13465 | 0.0546 | 2019-07-08 21:00 | 43654.875 | 0.3454 | 0.16878
2019-07-08 22:00 | 43654.9167 | 0.06638 | 0.05467 | 2019-07-08 22:00 | 43654.9167 | 0.3469 | 0.16178
2019-07-08 23:00 | 43654.9583 | 0.06799 | 0.05306 | 2019-07-08 23:00 | 43654.9583 | 0.34626 | 0.15593
2019-07-09 | 43655 | 0.06454 | 0.05397 | 2019-07-09 | 43655 | 0.35117 | 0.14998
2019-07-09 01:00 | 43655.0417 | 0.06137 | 0.05096 | 2019-07-09 01:00 | 43655.0417 | 0.36078 | 0.15037
2019-07-09 02:00 | 43655.0833 | 0.06133 | 0.04807 | 2019-07-09 02:00 | 43655.0833 | 0.37719 | 0.15397
2019-07-09 03:00 | 43655.125 | 0.06068 | 0.04767 | 2019-07-09 03:00 | 43655.125 | 0.39059 | 0.1559
2019-07-09 04:00 | 43655.1667 | 0.06173 | 0.04712 | 2019-07-09 04:00 | 43655.1667 | 0.39692 | 0.15926
2019-07-09 05:00 | 43655.2083 | 0.06252 | 0.04817 | 2019-07-09 05:00 | 43655.2083 | 0.41383 | 0.16613
2019-07-09 06:00 | 43655.25 | 0.06484 | 0.04886 | 2019-07-09 06:00 | 43655.25 | 0.39279 | 0.15099
2019-07-09 07:00 | 43655.2917 | 0.0667 | 0.05117 | 2019-07-09 07:00 | 43655.2917 | 0.3563 | 0.14792
2019-07-09 08:00 | 43655.3333 | 0.06683 | 0.05412 | 2019-07-09 08:00 | 43655.3333 | 0.30555 | 0.13755
2019-07-09 09:00 | 43655.375 | 0.0663 | 0.05468 | 2019-07-09 09:00 | 43655.375 | 0.28208 | 0.13352
2019-07-09 10:00 | 43655.4167 | 0.06677 | 0.05418 | 2019-07-09 10:00 | 43655.4167 | 0.2739 | 0.13378
2019-07-09 11:00 | 43655.4583 | 0.06772 | 0.05462 | 2019-07-09 11:00 | 43655.4583 | 0.27613 | 0.1372
2019-07-09 12:00 | 43655.5 | 0.13425 | 0.05529 | 2019-07-09 12:00 | 43655.5 | 0.27721 | 0.13879
2019-07-09 13:00 | 43655.5417 | 0.13359 | 0.05531 | 2019-07-09 13:00 | 43655.5417 | 0.27564 | 0.13835
2019-07-09 14:00 | 43655.5833 | 0.13228 | 0.0546 | 2019-07-09 14:00 | 43655.5833 | 0.2726 | 0.13389
2019-07-09 15:00 | 43655.625 | 0.13188 | 0.05324 | 2019-07-09 15:00 | 43655.625 | 0.27096 | 0.12914
2019-07-09 16:00 | 43655.6667 | 0.13123 | 0.05302 | 2019-07-09 16:00 | 43655.6667 | 0.27082 | 0.12914
2019-07-09 17:00 | 43655.7083 | 0.13027 | 0.05262 | 2019-07-09 17:00 | 43655.7083 | 0.27738 | 0.13363
2019-07-09 18:00 | 43655.75 | 0.13003 | 0.05178 | 2019-07-09 18:00 | 43655.75 | 0.28616 | 0.13806
2019-07-09 19:00 | 43655.7917 | 0.13149 | 0.05126 | 2019-07-09 19:00 | 43655.7917 | 0.32935 | 0.1606
2019-07-09 20:00 | 43655.8333 | 0.13371 | 0.05209 | 2019-07-09 20:00 | 43655.8333 | 0.35058 | 0.1751
2019-07-09 21:00 | 43655.875 | 0.13301 | 0.05351 | 2019-07-09 21:00 | 43655.875 | 0.35428 | 0.17931
2019-07-09 22:00 | 43655.9167 | 0.06388 | 0.0528 | 2019-07-09 22:00 | 43655.9167 | 0.34879 | 0.16442
2019-07-09 23:00 | 43655.9583 | 0.06477 | 0.05049 | 2019-07-09 23:00 | 43655.9583 | 0.36911 | 0.15361
2019-07-10 | 43656 | 0.05936 | 0.0509 | 2019-07-10 | 43656 | 0.38489 | 0.14963
2019-07-10 01:00 | 43656.0417 | 0.05529 | 0.04617 | 2019-07-10 01:00 | 43656.0417 | 0.40627 | 0.14964
2019-07-10 02:00 | 43656.0833 | 0.05496 | 0.04247 | 2019-07-10 02:00 | 43656.0833 | 0.43066 | 0.14967
2019-07-10 03:00 | 43656.125 | 0.05485 | 0.04174 | 2019-07-10 03:00 | 43656.125 | 0.44628 | 0.15278
2019-07-10 04:00 | 43656.1667 | 0.05701 | 0.04168 | 2019-07-10 04:00 | 43656.1667 | 0.45676 | 0.15359
2019-07-10 05:00 | 43656.2083 | 0.05995 | 0.04373 | 2019-07-10 05:00 | 43656.2083 | 0.46381 | 0.15278
2019-07-10 06:00 | 43656.25 | 0.06073 | 0.04643 | 2019-07-10 06:00 | 43656.25 | 0.46651 | 0.14375
2019-07-10 07:00 | 43656.2917 | 0.0631 | 0.04736 | 2019-07-10 07:00 | 43656.2917 | 0.39565 | 0.12507
2019-07-10 08:00 | 43656.3333 | 0.06563 | 0.05078 | 2019-07-10 08:00 | 43656.3333 | 0.3442 | 0.11865
2019-07-10 09:00 | 43656.375 | 0.06598 | 0.05343 | 2019-07-10 09:00 | 43656.375 | 0.3165 | 0.11646
2019-07-10 10:00 | 43656.4167 | 0.06693 | 0.05374 | 2019-07-10 10:00 | 43656.4167 | 0.30449 | 0.11834
2019-07-10 11:00 | 43656.4583 | 0.06785 | 0.05469 | 2019-07-10 11:00 | 43656.4583 | 0.29499 | 0.12006
2019-07-10 12:00 | 43656.5 | 0.13546 | 0.05538 | 2019-07-10 12:00 | 43656.5 | 0.29504 | 0.12557
2019-07-10 13:00 | 43656.5417 | 0.13548 | 0.05636 | 2019-07-10 13:00 | 43656.5417 | 0.29273 | 0.12558
2019-07-10 14:00 | 43656.5833 | 0.13436 | 0.05631 | 2019-07-10 14:00 | 43656.5833 | 0.28787 | 0.11919
2019-07-10 15:00 | 43656.625 | 0.13443 | 0.05515 | 2019-07-10 15:00 | 43656.625 | 0.28992 | 0.11763
2019-07-10 16:00 | 43656.6667 | 0.13391 | 0.05543 | 2019-07-10 16:00 | 43656.6667 | 0.28928 | 0.11675
2019-07-10 17:00 | 43656.7083 | 0.13278 | 0.05506 | 2019-07-10 17:00 | 43656.7083 | 0.28705 | 0.11795
2019-07-10 18:00 | 43656.75 | 0.13277 | 0.05408 | 2019-07-10 18:00 | 43656.75 | 0.29117 | 0.12172
2019-07-10 19:00 | 43656.7917 | 0.13328 | 0.05373 | 2019-07-10 19:00 | 43656.7917 | 0.348 | 0.1532
2019-07-10 20:00 | 43656.8333 | 0.13533 | 0.05372 | 2019-07-10 20:00 | 43656.8333 | 0.36829 | 0.17136
2019-07-10 21:00 | 43656.875 | 0.13422 | 0.05529 | 2019-07-10 21:00 | 43656.875 | 0.37878 | 0.18421
2019-07-10 22:00 | 43656.9167 | 0.06389 | 0.05418 | 2019-07-10 22:00 | 43656.9167 | 0.37283 | 0.16668
2019-07-10 23:00 | 43656.9583 | 0.06998 | 0.05079 | 2019-07-10 23:00 | 43656.9583 | 0.39535 | 0.16472
2019-07-11 | 43657 | 0.06636 | 0.05569 | 2019-07-11 | 43657 | 0.41071 | 0.15817
2019-07-11 01:00 | 43657.0417 | 0.06233 | 0.05247 | 2019-07-11 01:00 | 43657.0417 | 0.4185 | 0.1532
2019-07-11 02:00 | 43657.0833 | 0.06305 | 0.0488 | 2019-07-11 02:00 | 43657.0833 | 0.40466 | 0.13499
2019-07-11 03:00 | 43657.125 | 0.06303 | 0.04907 | 2019-07-11 03:00 | 43657.125 | 0.41538 | 0.13886
2019-07-11 04:00 | 43657.1667 | 0.06415 | 0.04909 | 2019-07-11 04:00 | 43657.1667 | 0.43358 | 0.15259
2019-07-11 05:00 | 43657.2083 | 0.06269 | 0.0502 | 2019-07-11 05:00 | 43657.2083 | 0.42662 | 0.15863
2019-07-11 06:00 | 43657.25 | 0.06598 | 0.04897 | 2019-07-11 06:00 | 43657.25 | 0.4053 | 0.16607
2019-07-11 07:00 | 43657.2917 | 0.06909 | 0.05209 | 2019-07-11 07:00 | 43657.2917 | 0.41004 | 0.17011
2019-07-11 08:00 | 43657.3333 | 0.06924 | 0.05622 | 2019-07-11 08:00 | 43657.3333 | 0.377 | 0.15936
2019-07-11 09:00 | 43657.375 | 0.06799 | 0.05682 | 2019-07-11 09:00 | 43657.375 | 0.40455 | 0.15657
2019-07-11 10:00 | 43657.4167 | 0.06712 | 0.05571 | 2019-07-11 10:00 | 43657.4167 | 0.39254 | 0.15358
2019-07-11 11:00 | 43657.4583 | 0.06892 | 0.05494 | 2019-07-11 11:00 | 43657.4583 | 0.39144 | 0.15717
2019-07-11 12:00 | 43657.5 | 0.13607 | 0.05641 | 2019-07-11 12:00 | 43657.5 | 0.38863 | 0.15721
2019-07-11 13:00 | 43657.5417 | 0.13505 | 0.05689 | 2019-07-11 13:00 | 43657.5417 | 0.33071 | 0.15315
2019-07-11 14:00 | 43657.5833 | 0.1341 | 0.05588 | 2019-07-11 14:00 | 43657.5833 | 0.3197 | 0.14534
2019-07-11 15:00 | 43657.625 | 0.13391 | 0.05488 | 2019-07-11 15:00 | 43657.625 | 0.31939 | 0.14283
2019-07-11 16:00 | 43657.6667 | 0.13438 | 0.05488 | 2019-07-11 16:00 | 43657.6667 | 0.32264 | 0.1444
2019-07-11 17:00 | 43657.7083 | 0.13388 | 0.05541 | 2019-07-11 17:00 | 43657.7083 | 0.38339 | 0.14865
2019-07-11 18:00 | 43657.75 | 0.13429 | 0.05484 | 2019-07-11 18:00 | 43657.75 | 0.40661 | 0.15782
2019-07-11 19:00 | 43657.7917 | 0.13535 | 0.05486 | 2019-07-11 19:00 | 43657.7917 | 0.43446 | 0.17464
2019-07-11 20:00 | 43657.8333 | 0.13677 | 0.05538 | 2019-07-11 20:00 | 43657.8333 | 0.45863 | 0.19103
2019-07-11 21:00 | 43657.875 | 0.1359 | 0.0563 | 2019-07-11 21:00 | 43657.875 | 0.40225 | 0.18065
2019-07-11 22:00 | 43657.9167 | 0.06403 | 0.05538 | 2019-07-11 22:00 | 43657.9167 | 0.39787 | 0.16042
2019-07-11 23:00 | 43657.9583 | 0.07295 | 0.0508 | 2019-07-11 23:00 | 43657.9583 | 0.39757 | 0.16949
2019-07-12 | 43658 | 0.0713 | 0.05808 | 2019-07-12 | 43658 | 0.38824 | 0.14968
2019-07-12 01:00 | 43658.0417 | 0.06709 | 0.05668 | 2019-07-12 01:00 | 43658.0417 | 0.39716 | 0.14468
2019-07-12 02:00 | 43658.0833 | 0.06796 | 0.053 | 2019-07-12 02:00 | 43658.0833 | 0.3874 | 0.12685
2019-07-12 03:00 | 43658.125 | 0.06722 | 0.05347 | 2019-07-12 03:00 | 43658.125 | 0.38827 | 0.12345
2019-07-12 04:00 | 43658.1667 | 0.06898 | 0.0529 | 2019-07-12 04:00 | 43658.1667 | 0.39137 | 0.12688
2019-07-12 05:00 | 43658.2083 | 0.06876 | 0.05457 | 2019-07-12 05:00 | 43658.2083 | 0.39799 | 0.13979
2019-07-12 06:00 | 43658.25 | 0.06669 | 0.05459 | 2019-07-12 06:00 | 43658.25 | 0.39206 | 0.15017
2019-07-12 07:00 | 43658.2917 | 0.06935 | 0.05307 | 2019-07-12 07:00 | 43658.2917 | 0.39225 | 0.15011
2019-07-12 08:00 | 43658.3333 | 0.07051 | 0.05677 | 2019-07-12 08:00 | 43658.3333 | 0.36261 | 0.14484
2019-07-12 09:00 | 43658.375 | 0.07068 | 0.05813 | 2019-07-12 09:00 | 43658.375 | 0.40235 | 0.14404
2019-07-12 10:00 | 43658.4167 | 0.07135 | 0.0583 | 2019-07-12 10:00 | 43658.4167 | 0.39722 | 0.14444
2019-07-12 11:00 | 43658.4583 | 0.0727 | 0.0588 | 2019-07-12 11:00 | 43658.4583 | 0.3962 | 0.149
2019-07-12 12:00 | 43658.5 | 0.13952 | 0.05981 | 2019-07-12 12:00 | 43658.5 | 0.39606 | 0.15061
2019-07-12 13:00 | 43658.5417 | 0.13803 | 0.05995 | 2019-07-12 13:00 | 43658.5417 | 0.34848 | 0.15092
2019-07-12 14:00 | 43658.5833 | 0.1377 | 0.05865 | 2019-07-12 14:00 | 43658.5833 | 0.35174 | 0.15245
2019-07-12 15:00 | 43658.625 | 0.13739 | 0.05824 | 2019-07-12 15:00 | 43658.625 | 0.35503 | 0.153
2019-07-12 16:00 | 43658.6667 | 0.13729 | 0.05819 | 2019-07-12 16:00 | 43658.6667 | 0.3603 | 0.15462
2019-07-12 17:00 | 43658.7083 | 0.13744 | 0.05822 | 2019-07-12 17:00 | 43658.7083 | 0.42247 | 0.16271
2019-07-12 18:00 | 43658.75 | 0.1379 | 0.05821 | 2019-07-12 18:00 | 43658.75 | 0.44026 | 0.17551
2019-07-12 19:00 | 43658.7917 | 0.13841 | 0.05821 | 2019-07-12 19:00 | 43658.7917 | 0.47275 | 0.19653
2019-07-12 20:00 | 43658.8333 | 0.13839 | 0.05813 | 2019-07-12 20:00 | 43658.8333 | 0.48342 | 0.20136
2019-07-12 21:00 | 43658.875 | 0.1378 | 0.05771 | 2019-07-12 21:00 | 43658.875 | 0.43592 | 0.19964
2019-07-12 22:00 | 43658.9167 | 0.07051 | 0.057 | 2019-07-12 22:00 | 43658.9167 | 0.42766 | 0.17662
2019-07-12 23:00 | 43658.9583 | 0.07261 | 0.05641 | 2019-07-12 23:00 | 43658.9583 | 0.41613 | 0.17125
2019-07-13 | 43659 | 0.07135 | 0.05775 | 2019-07-13 | 43659 | 0.41948 | 0.16078
2019-07-13 01:00 | 43659.0417 | 0.06679 | 0.05657 | 2019-07-13 01:00 | 43659.0417 | 0.41645 | 0.14977
2019-07-13 02:00 | 43659.0833 | 0.06423 | 0.05257 | 2019-07-13 02:00 | 43659.0833 | 0.41888 | 0.14475
2019-07-13 03:00 | 43659.125 | 0.06169 | 0.05002 | 2019-07-13 03:00 | 43659.125 | 0.43715 | 0.15082
2019-07-13 04:00 | 43659.1667 | 0.06255 | 0.04779 | 2019-07-13 04:00 | 43659.1667 | 0.45453 | 0.16015
2019-07-13 05:00 | 43659.2083 | 0.05996 | 0.04859 | 2019-07-13 05:00 | 43659.2083 | 0.43427 | 0.14987
2019-07-13 06:00 | 43659.25 | 0.05996 | 0.04641 | 2019-07-13 06:00 | 43659.25 | 0.44085 | 0.17119
2019-07-13 07:00 | 43659.2917 | 0.0608 | 0.0464 | 2019-07-13 07:00 | 43659.2917 | 0.43463 | 0.16829
2019-07-13 08:00 | 43659.3333 | 0.06443 | 0.04785 | 2019-07-13 08:00 | 43659.3333 | 0.38918 | 0.15301
2019-07-13 09:00 | 43659.375 | 0.06813 | 0.05128 | 2019-07-13 09:00 | 43659.375 | 0.43001 | 0.15928
2019-07-13 10:00 | 43659.4167 | 0.06838 | 0.05469 | 2019-07-13 10:00 | 43659.4167 | 0.41913 | 0.15671
2019-07-13 11:00 | 43659.4583 | 0.06854 | 0.0552 | 2019-07-13 11:00 | 43659.4583 | 0.4195 | 0.15959
2019-07-13 12:00 | 43659.5 | 0.13473 | 0.05529 | 2019-07-13 12:00 | 43659.5 | 0.41706 | 0.15964
2019-07-13 13:00 | 43659.5417 | 0.13269 | 0.05476 | 2019-07-13 13:00 | 43659.5417 | 0.35915 | 0.15369
2019-07-13 14:00 | 43659.5833 | 0.13008 | 0.05281 | 2019-07-13 14:00 | 43659.5833 | 0.35764 | 0.15361
2019-07-13 15:00 | 43659.625 | 0.12732 | 0.05032 | 2019-07-13 15:00 | 43659.625 | 0.34992 | 0.14794
2019-07-13 16:00 | 43659.6667 | 0.12568 | 0.0482 | 2019-07-13 16:00 | 43659.6667 | 0.35243 | 0.14909
2019-07-13 17:00 | 43659.7083 | 0.12545 | 0.04702 | 2019-07-13 17:00 | 43659.7083 | 0.39535 | 0.14035
2019-07-13 18:00 | 43659.75 | 0.12739 | 0.04672 | 2019-07-13 18:00 | 43659.75 | 0.41642 | 0.1528
2019-07-13 19:00 | 43659.7917 | 0.13119 | 0.04823 | 2019-07-13 19:00 | 43659.7917 | 0.4535 | 0.17417
2019-07-13 20:00 | 43659.8333 | 0.13301 | 0.05105 | 2019-07-13 20:00 | 43659.8333 | 0.47152 | 0.18583
2019-07-13 21:00 | 43659.875 | 0.1335 | 0.05224 | 2019-07-13 21:00 | 43659.875 | 0.42556 | 0.18454
2019-07-13 22:00 | 43659.9167 | 0.0642 | 0.05277 | 2019-07-13 22:00 | 43659.9167 | 0.43245 | 0.17091
2019-07-13 23:00 | 43659.9583 | 0.06921 | 0.05032 | 2019-07-13 23:00 | 43659.9583 | 0.41791 | 0.18971
2019-07-14 | 43660 | 0.06401 | 0.05417 | 2019-07-14 | 43660 | 0.41929 | 0.17422
2019-07-14 01:00 | 43660.0417 | 0.0615 | 0.04973 | 2019-07-14 01:00 | 43660.0417 | 0.43313 | 0.16873
2019-07-14 02:00 | 43660.0833 | 0.05987 | 0.04748 | 2019-07-14 02:00 | 43660.0833 | 0.43649 | 0.16177
2019-07-14 03:00 | 43660.125 | 0.05695 | 0.04552 | 2019-07-14 03:00 | 43660.125 | 0.44427 | 0.1633
2019-07-14 04:00 | 43660.1667 | 0.05853 | 0.04291 | 2019-07-14 04:00 | 43660.1667 | 0.45156 | 0.1691
2019-07-14 05:00 | 43660.2083 | 0.05963 | 0.0444 | 2019-07-14 05:00 | 43660.2083 | 0.44413 | 0.17082
2019-07-14 06:00 | 43660.25 | 0.05978 | 0.04545 | 2019-07-14 06:00 | 43660.25 | 0.42797 | 0.17785
2019-07-14 07:00 | 43660.2917 | 0.06164 | 0.04531 | 2019-07-14 07:00 | 43660.2917 | 0.42642 | 0.17551
2019-07-14 08:00 | 43660.3333 | 0.06154 | 0.0476 | 2019-07-14 08:00 | 43660.3333 | 0.40163 | 0.17067
2019-07-14 09:00 | 43660.375 | 0.06117 | 0.04804 | 2019-07-14 09:00 | 43660.375 | 0.43512 | 0.16717
2019-07-14 10:00 | 43660.4167 | 0.06152 | 0.04783 | 2019-07-14 10:00 | 43660.4167 | 0.42166 | 0.16184
2019-07-14 11:00 | 43660.4583 | 0.06285 | 0.04823 | 2019-07-14 11:00 | 43660.4583 | 0.41936 | 0.16353
2019-07-14 12:00 | 43660.5 | 0.13035 | 0.04942 | 2019-07-14 12:00 | 43660.5 | 0.41558 | 0.16389
2019-07-14 13:00 | 43660.5417 | 0.13002 | 0.05017 | 2019-07-14 13:00 | 43660.5417 | 0.36173 | 0.16222
2019-07-14 14:00 | 43660.5833 | 0.12829 | 0.04987 | 2019-07-14 14:00 | 43660.5833 | 0.36055 | 0.15996
2019-07-14 15:00 | 43660.625 | 0.12676 | 0.0482 | 2019-07-14 15:00 | 43660.625 | 0.35162 | 0.15499
2019-07-14 16:00 | 43660.6667 | 0.12462 | 0.0471 | 2019-07-14 16:00 | 43660.6667 | 0.33891 | 0.14312
2019-07-14 17:00 | 43660.7083 | 0.12477 | 0.04536 | 2019-07-14 17:00 | 43660.7083 | 0.38984 | 0.14488
2019-07-14 18:00 | 43660.75 | 0.1268 | 0.0455 | 2019-07-14 18:00 | 43660.75 | 0.39295 | 0.14304
2019-07-14 19:00 | 43660.7917 | 0.12995 | 0.04711 | 2019-07-14 19:00 | 43660.7917 | 0.40544 | 0.14497
2019-07-14 20:00 | 43660.8333 | 0.13694 | 0.04957 | 2019-07-14 20:00 | 43660.8333 | 0.43547 | 0.16387
2019-07-14 21:00 | 43660.875 | 0.13949 | 0.0558 | 2019-07-14 21:00 | 43660.875 | 0.37621 | 0.15474
2019-07-14 22:00 | 43660.9167 | 0.0698 | 0.05813 | 2019-07-14 22:00 | 43660.9167 | 0.37411 | 0.13999
2019-07-14 23:00 | 43660.9583 | 0.07152 | 0.05549 | 2019-07-14 23:00 | 43660.9583 | 0.36588 | 0.14464
2019-07-15 | 43661 | 0.06375 | 0.05669 | 2019-07-15 | 43661 | 0.38288 | 0.14209
2019-07-15 01:00 | 43661.0417 | 0.05697 | 0.04975 | 2019-07-15 01:00 | 43661.0417 | 0.39898 | 0.13764
2019-07-15 02:00 | 43661.0833 | 0.0561 | 0.04376 | 2019-07-15 02:00 | 43661.0833 | 0.40837 | 0.13469
2019-07-15 03:00 | 43661.125 | 0.05597 | 0.04257 | 2019-07-15 03:00 | 43661.125 | 0.41339 | 0.13506
2019-07-15 04:00 | 43661.1667 | 0.05896 | 0.04247 | 2019-07-15 04:00 | 43661.1667 | 0.41977 | 0.13966
2019-07-15 05:00 | 43661.2083 | 0.06386 | 0.04554 | 2019-07-15 05:00 | 43661.2083 | 0.41326 | 0.13969
2019-07-15 06:00 | 43661.25 | 0.06578 | 0.05007 | 2019-07-15 06:00 | 43661.25 | 0.39142 | 0.14475
2019-07-15 07:00 | 43661.2917 | 0.06708 | 0.05214 | 2019-07-15 07:00 | 43661.2917 | 0.39528 | 0.14755
2019-07-15 08:00 | 43661.3333 | 0.06715 | 0.05483 | 2019-07-15 08:00 | 43661.3333 | 0.3677 | 0.14271
2019-07-15 09:00 | 43661.375 | 0.06685 | 0.05504 | 2019-07-15 09:00 | 43661.375 | 0.40739 | 0.14281
2019-07-15 10:00 | 43661.4167 | 0.06777 | 0.05479 | 2019-07-15 10:00 | 43661.4167 | 0.38121 | 0.12637
2019-07-15 11:00 | 43661.4583 | 0.06927 | 0.0557 | 2019-07-15 11:00 | 43661.4583 | 0.39714 | 0.14248
2019-07-15 12:00 | 43661.5 | 0.13581 | 0.05698 | 2019-07-15 12:00 | 43661.5 | 0.39421 | 0.14347
2019-07-15 13:00 | 43661.5417 | 0.13441 | 0.05707 | 2019-07-15 13:00 | 43661.5417 | 0.34391 | 0.14349
2019-07-15 14:00 | 43661.5833 | 0.13307 | 0.05561 | 2019-07-15 14:00 | 43661.5833 | 0.34385 | 0.14349
2019-07-15 15:00 | 43661.625 | 0.13244 | 0.05422 | 2019-07-15 15:00 | 43661.625 | 0.34538 | 0.14352
2019-07-15 16:00 | 43661.6667 | 0.13267 | 0.05381 | 2019-07-15 16:00 | 43661.6667 | 0.34596 | 0.14346
2019-07-15 17:00 | 43661.7083 | 0.12966 | 0.05412 | 2019-07-15 17:00 | 43661.7083 | 0.40118 | 0.143
2019-07-15 18:00 | 43661.75 | 0.13041 | 0.05148 | 2019-07-15 18:00 | 43661.75 | 0.41591 | 0.14965
2019-07-15 19:00 | 43661.7917 | 0.13249 | 0.05186 | 2019-07-15 19:00 | 43661.7917 | 0.46054 | 0.17475
2019-07-15 20:00 | 43661.8333 | 0.13636 | 0.05325 | 2019-07-15 20:00 | 43661.8333 | 0.47734 | 0.18377
2019-07-15 21:00 | 43661.875 | 0.13222 | 0.05606 | 2019-07-15 21:00 | 43661.875 | 0.4304 | 0.17983
2019-07-15 22:00 | 43661.9167 | 0.06393 | 0.05246 | 2019-07-15 22:00 | 43661.9167 | 0.43173 | 0.16404
2019-07-15 23:00 | 43661.9583 | 0.06649 | 0.05074 | 2019-07-15 23:00 | 43661.9583 | 0.40299 | 0.17527
2019-07-16 | 43662 | 0.06115 | 0.05285 | 2019-07-16 | 43662 | 0.40384 | 0.16061
2019-07-16 01:00 | 43662.0417 | 0.05717 | 0.04823 | 2019-07-16 01:00 | 43662.0417 | 0.41423 | 0.14958
2019-07-16 02:00 | 43662.0833 | 0.05617 | 0.04467 | 2019-07-16 02:00 | 43662.0833 | 0.40646 | 0.12965
2019-07-16 03:00 | 43662.125 | 0.05634 | 0.04338 | 2019-07-16 03:00 | 43662.125 | 0.42711 | 0.13646
2019-07-16 04:00 | 43662.1667 | 0.05784 | 0.04356 | 2019-07-16 04:00 | 43662.1667 | 0.43582 | 0.13661
2019-07-16 05:00 | 43662.2083 | 0.05883 | 0.04503 | 2019-07-16 05:00 | 43662.2083 | 0.42966 | 0.12969
2019-07-16 06:00 | 43662.25 | 0.06294 | 0.04582 | 2019-07-16 06:00 | 43662.25 | 0.41985 | 0.12314
2019-07-16 07:00 | 43662.2917 | 0.06492 | 0.04988 | 2019-07-16 07:00 | 43662.2917 | 0.38968 | 0.12246
2019-07-16 08:00 | 43662.3333 | 0.06755 | 0.05285 | 2019-07-16 08:00 | 43662.3333 | 0.3438 | 0.12196
2019-07-16 09:00 | 43662.375 | 0.06687 | 0.05535 | 2019-07-16 09:00 | 43662.375 | 0.32092 | 0.12174
2019-07-16 10:00 | 43662.4167 | 0.06738 | 0.05469 | 2019-07-16 10:00 | 43662.4167 | 0.30713 | 0.12041
2019-07-16 11:00 | 43662.4583 | 0.06851 | 0.05515 | 2019-07-16 11:00 | 43662.4583 | 0.30003 | 0.1215
2019-07-16 12:00 | 43662.5 | 0.13614 | 0.05606 | 2019-07-16 12:00 | 43662.5 | 0.29549 | 0.12205
2019-07-16 13:00 | 43662.5417 | 0.13505 | 0.05707 | 2019-07-16 13:00 | 43662.5417 | 0.29406 | 0.12186
2019-07-16 14:00 | 43662.5833 | 0.13356 | 0.05589 | 2019-07-16 14:00 | 43662.5833 | 0.29663 | 0.1217
2019-07-16 15:00 | 43662.625 | 0.13247 | 0.05434 | 2019-07-16 15:00 | 43662.625 | 0.2971 | 0.12051
2019-07-16 16:00 | 43662.6667 | 0.1322 | 0.05355 | 2019-07-16 16:00 | 43662.6667 | 0.30203 | 0.12065
2019-07-16 17:00 | 43662.7083 | 0.12993 | 0.05353 | 2019-07-16 17:00 | 43662.7083 | 0.30222 | 0.12168
2019-07-16 18:00 | 43662.75 | 0.13144 | 0.05158 | 2019-07-16 18:00 | 43662.75 | 0.30612 | 0.12242
2019-07-16 19:00 | 43662.7917 | 0.13131 | 0.05259 | 2019-07-16 19:00 | 43662.7917 | 0.36884 | 0.16396
2019-07-16 20:00 | 43662.8333 | 0.1327 | 0.05183 | 2019-07-16 20:00 | 43662.8333 | 0.3884 | 0.17582
2019-07-16 21:00 | 43662.875 | 0.1317 | 0.05285 | 2019-07-16 21:00 | 43662.875 | 0.3907 | 0.1758
2019-07-16 22:00 | 43662.9167 | 0.063 | 0.05198 | 2019-07-16 22:00 | 43662.9167 | 0.39019 | 0.16038
2019-07-16 23:00 | 43662.9583 | 0.06893 | 0.04989 | 2019-07-16 23:00 | 43662.9583 | 0.2932 | 0.10973
2019-07-17 | 43663 | 0.06294 | 0.05486 | 2019-07-17 | 43663 | 0.30137 | 0.10309
2019-07-17 01:00 | 43663.0417 | 0.05829 | 0.0497 | 2019-07-17 01:00 | 43663.0417 | 0.32272 | 0.10224
2019-07-17 02:00 | 43663.0833 | 0.05825 | 0.04558 | 2019-07-17 02:00 | 43663.0833 | 0.34035 | 0.10164
2019-07-17 03:00 | 43663.125 | 0.05849 | 0.04519 | 2019-07-17 03:00 | 43663.125 | 0.34857 | 0.10252
2019-07-17 04:00 | 43663.1667 | 0.06131 | 0.04545 | 2019-07-17 04:00 | 43663.1667 | 0.35478 | 0.10254
2019-07-17 05:00 | 43663.2083 | 0.06291 | 0.04803 | 2019-07-17 05:00 | 43663.2083 | 0.36483 | 0.10241
2019-07-17 06:00 | 43663.25 | 0.06299 | 0.04956 | 2019-07-17 06:00 | 43663.25 | 0.36802 | 0.10147
2019-07-17 07:00 | 43663.2917 | 0.06527 | 0.04984 | 2019-07-17 07:00 | 43663.2917 | 0.33164 | 0.0964
2019-07-17 08:00 | 43663.3333 | 0.06676 | 0.05301 | 2019-07-17 08:00 | 43663.3333 | 0.26599 | 0.0813
2019-07-17 09:00 | 43663.375 | 0.0672 | 0.05439 | 2019-07-17 09:00 | 43663.375 | 0.23235 | 0.07254
2019-07-17 10:00 | 43663.4167 | 0.06789 | 0.05485 | 2019-07-17 10:00 | 43663.4167 | 0.21325 | 0.06869
2019-07-17 11:00 | 43663.4583 | 0.0694 | 0.05553 | 2019-07-17 11:00 | 43663.4583 | 0.21577 | 0.07129
2019-07-17 12:00 | 43663.5 | 0.13634 | 0.05679 | 2019-07-17 12:00 | 43663.5 | 0.22781 | 0.08389
2019-07-17 13:00 | 43663.5417 | 0.13498 | 0.05717 | 2019-07-17 13:00 | 43663.5417 | 0.22283 | 0.08387
2019-07-17 14:00 | 43663.5833 | 0.13354 | 0.05583 | 2019-07-17 14:00 | 43663.5833 | 0.21786 | 0.07776
2019-07-17 15:00 | 43663.625 | 0.13323 | 0.05439 | 2019-07-17 15:00 | 43663.625 | 0.21139 | 0.07513
2019-07-17 16:00 | 43663.6667 | 0.13307 | 0.05434 | 2019-07-17 16:00 | 43663.6667 | 0.21208 | 0.07656
2019-07-17 17:00 | 43663.7083 | 0.13176 | 0.05436 | 2019-07-17 17:00 | 43663.7083 | 0.22954 | 0.0902
2019-07-17 18:00 | 43663.75 | 0.13289 | 0.05326 | 2019-07-17 18:00 | 43663.75 | 0.2439 | 0.10135
2019-07-17 19:00 | 43663.7917 | 0.13242 | 0.05391 | 2019-07-17 19:00 | 43663.7917 | 0.29935 | 0.14126
2019-07-17 20:00 | 43663.8333 | 0.13412 | 0.05307 | 2019-07-17 20:00 | 43663.8333 | 0.32651 | 0.16567
2019-07-17 21:00 | 43663.875 | 0.13362 | 0.05439 | 2019-07-17 21:00 | 43663.875 | 0.33674 | 0.17888
2019-07-17 22:00 | 43663.9167 | 0.06509 | 0.05391 | 2019-07-17 22:00 | 43663.9167 | 0.32895 | 0.16035
2019-07-17 23:00 | 43663.9583 | 0.06948 | 0.05212 | 2019-07-17 23:00 | 43663.9583 | 0.32035 | 0.14262
2019-07-18 | 43664 | 0.06463 | 0.05547 | 2019-07-18 | 43664 | 0.29888 | 0.11242
2019-07-18 01:00 | 43664.0417 | 0.05988 | 0.05117 | 2019-07-18 01:00 | 43664.0417 | 0.31571 | 0.11056
2019-07-18 02:00 | 43664.0833 | 0.05862 | 0.04692 | 2019-07-18 02:00 | 43664.0833 | 0.32548 | 0.11016
2019-07-18 03:00 | 43664.125 | 0.05832 | 0.04545 | 2019-07-18 03:00 | 43664.125 | 0.3249 | 0.11088
2019-07-18 04:00 | 43664.1667 | 0.05987 | 0.04523 | 2019-07-18 04:00 | 43664.1667 | 0.31955 | 0.11228
2019-07-18 05:00 | 43664.2083 | 0.0598 | 0.04678 | 2019-07-18 05:00 | 43664.2083 | 0.32371 | 0.12957
2019-07-18 06:00 | 43664.25 | 0.06337 | 0.04678 | 2019-07-18 06:00 | 43664.25 | 0.32821 | 0.14875
2019-07-18 07:00 | 43664.2917 | 0.06605 | 0.05014 | 2019-07-18 07:00 | 43664.2917 | 0.33271 | 0.14961
2019-07-18 08:00 | 43664.3333 | 0.06766 | 0.05383 | 2019-07-18 08:00 | 43664.3333 | 0.31428 | 0.14666
2019-07-18 09:00 | 43664.375 | 0.06829 | 0.05544 | 2019-07-18 09:00 | 43664.375 | 0.33134 | 0.13064
2019-07-18 10:00 | 43664.4167 | 0.06912 | 0.05604 | 2019-07-18 10:00 | 43664.4167 | 0.30867 | 0.11242
2019-07-18 11:00 | 43664.4583 | 0.07019 | 0.05687 | 2019-07-18 11:00 | 43664.4583 | 0.30436 | 0.11237
2019-07-18 12:00 | 43664.5 | 0.13738 | 0.05769 | 2019-07-18 12:00 | 43664.5 | 0.30029 | 0.11169
2019-07-18 13:00 | 43664.5417 | 0.13681 | 0.05821 | 2019-07-18 13:00 | 43664.5417 | 0.24294 | 0.10446
2019-07-18 14:00 | 43664.5833 | 0.13652 | 0.05753 | 2019-07-18 14:00 | 43664.5833 | 0.22815 | 0.09471
2019-07-18 15:00 | 43664.625 | 0.13627 | 0.05709 | 2019-07-18 15:00 | 43664.625 | 0.22883 | 0.0947
2019-07-18 16:00 | 43664.6667 | 0.13609 | 0.05703 | 2019-07-18 16:00 | 43664.6667 | 0.22289 | 0.09097
2019-07-18 17:00 | 43664.7083 | 0.13504 | 0.05703 | 2019-07-18 17:00 | 43664.7083 | 0.28975 | 0.09967
2019-07-18 18:00 | 43664.75 | 0.13543 | 0.05605 | 2019-07-18 18:00 | 43664.75 | 0.29404 | 0.09971
2019-07-18 19:00 | 43664.7917 | 0.1363 | 0.05605 | 2019-07-18 19:00 | 43664.7917 | 0.31424 | 0.10969
2019-07-18 20:00 | 43664.8333 | 0.13722 | 0.05637 | 2019-07-18 20:00 | 43664.8333 | 0.3199 | 0.11209
2019-07-18 21:00 | 43664.875 | 0.13623 | 0.05687 | 2019-07-18 21:00 | 43664.875 | 0.27461 | 0.11251
2019-07-18 22:00 | 43664.9167 | 0.06475 | 0.05598 | 2019-07-18 22:00 | 43664.9167 | 0.28674 | 0.11077
2019-07-18 23:00 | 43664.9583 | 0.06744 | 0.05174 | 2019-07-18 23:00 | 43664.9583 | 0.28988 | 0.14921
2019-07-19 | 43665 | 0.06305 | 0.05352 | 2019-07-19 | 43665 | 0.27328 | 0.1313
2019-07-19 01:00 | 43665.0417 | 0.06007 | 0.04975 | 2019-07-19 01:00 | 43665.0417 | 0.27145 | 0.1245
2019-07-19 02:00 | 43665.0833 | 0.06026 | 0.04712 | 2019-07-19 02:00 | 43665.0833 | 0.2672 | 0.11812
2019-07-19 03:00 | 43665.125 | 0.06043 | 0.04691 | 2019-07-19 03:00 | 43665.125 | 0.28688 | 0.12934
2019-07-19 04:00 | 43665.1667 | 0.06308 | 0.04715 | 2019-07-19 04:00 | 43665.1667 | 0.2865 | 0.13094
2019-07-19 05:00 | 43665.2083 | 0.06419 | 0.04962 | 2019-07-19 05:00 | 43665.2083 | 0.29586 | 0.13819
2019-07-19 06:00 | 43665.25 | 0.06565 | 0.05071 | 2019-07-19 06:00 | 43665.25 | 0.30262 | 0.15282
2019-07-19 07:00 | 43665.2917 | 0.06887 | 0.05223 | 2019-07-19 07:00 | 43665.2917 | 0.31253 | 0.15285
2019-07-19 08:00 | 43665.3333 | 0.06928 | 0.05637 | 2019-07-19 08:00 | 43665.3333 | 0.29302 | 0.14813
2019-07-19 09:00 | 43665.375 | 0.06929 | 0.05691 | 2019-07-19 09:00 | 43665.375 | 0.31847 | 0.1379
2019-07-19 10:00 | 43665.4167 | 0.06904 | 0.05696 | 2019-07-19 10:00 | 43665.4167 | 0.30749 | 0.13283
2019-07-19 11:00 | 43665.4583 | 0.06936 | 0.05677 | 2019-07-19 11:00 | 43665.4583 | 0.30837 | 0.13509
2019-07-19 12:00 | 43665.5 | 0.13571 | 0.05693 | 2019-07-19 12:00 | 43665.5 | 0.30469 | 0.13472
2019-07-19 13:00 | 43665.5417 | 0.13301 | 0.0568 | 2019-07-19 13:00 | 43665.5417 | 0.25055 | 0.12976
2019-07-19 14:00 | 43665.5833 | 0.13058 | 0.0542 | 2019-07-19 14:00 | 43665.5833 | 0.23809 | 0.11939
2019-07-19 15:00 | 43665.625 | 0.13058 | 0.05193 | 2019-07-19 15:00 | 43665.625 | 0.24135 | 0.12305
2019-07-19 16:00 | 43665.6667 | 0.12979 | 0.05214 | 2019-07-19 16:00 | 43665.6667 | 0.24481 | 0.12508
2019-07-19 17:00 | 43665.7083 | 0.12891 | 0.05161 | 2019-07-19 17:00 | 43665.7083 | 0.30018 | 0.13282
2019-07-19 18:00 | 43665.75 | 0.13049 | 0.05078 | 2019-07-19 18:00 | 43665.75 | 0.32479 | 0.14675
2019-07-19 19:00 | 43665.7917 | 0.13144 | 0.0518 | 2019-07-19 19:00 | 43665.7917 | 0.35669 | 0.16692
2019-07-19 20:00 | 43665.8333 | 0.13145 | 0.05216 | 2019-07-19 20:00 | 43665.8333 | 0.3726 | 0.17838
2019-07-19 21:00 | 43665.875 | 0.13048 | 0.05187 | 2019-07-19 21:00 | 43665.875 | 0.33031 | 0.18062
2019-07-19 22:00 | 43665.9167 | 0.06232 | 0.0509 | 2019-07-19 22:00 | 43665.9167 | 0.33085 | 0.17337
2019-07-19 23:00 | 43665.9583 | 0.06713 | 0.04941 | 2019-07-19 23:00 | 43665.9583 | 0.30427 | 0.15357
2019-07-20 | 43666 | 0.06525 | 0.05286 | 2019-07-20 | 43666 | 0.31426 | 0.14917
2019-07-20 01:00 | 43666.0417 | 0.06258 | 0.0513 | 2019-07-20 01:00 | 43666.0417 | 0.31659 | 0.14336
2019-07-20 02:00 | 43666.0833 | 0.06063 | 0.04893 | 2019-07-20 02:00 | 43666.0833 | 0.32624 | 0.14744
2019-07-20 03:00 | 43666.125 | 0.06026 | 0.04686 | 2019-07-20 03:00 | 43666.125 | 0.33088 | 0.14507
2019-07-20 04:00 | 43666.1667 | 0.06273 | 0.04655 | 2019-07-20 04:00 | 43666.1667 | 0.33029 | 0.14855
2019-07-20 05:00 | 43666.2083 | 0.05874 | 0.04877 | 2019-07-20 05:00 | 43666.2083 | 0.32497 | 0.1492
2019-07-20 06:00 | 43666.25 | 0.05821 | 0.04529 | 2019-07-20 06:00 | 43666.25 | 0.3085 | 0.14924
2019-07-20 07:00 | 43666.2917 | 0.06022 | 0.04489 | 2019-07-20 07:00 | 43666.2917 | 0.31219 | 0.14906
2019-07-20 08:00 | 43666.3333 | 0.06613 | 0.04735 | 2019-07-20 08:00 | 43666.3333 | 0.28367 | 0.14029
2019-07-20 09:00 | 43666.375 | 0.06932 | 0.05291 | 2019-07-20 09:00 | 43666.375 | 0.32362 | 0.13808
2019-07-20 10:00 | 43666.4167 | 0.06915 | 0.05598 | 2019-07-20 10:00 | 43666.4167 | 0.32466 | 0.14016
2019-07-20 11:00 | 43666.4583 | 0.06918 | 0.05605 | 2019-07-20 11:00 | 43666.4583 | 0.33552 | 0.14964
2019-07-20 12:00 | 43666.5 | 0.13691 | 0.05597 | 2019-07-20 12:00 | 43666.5 | 0.33589 | 0.15307
2019-07-20 13:00 | 43666.5417 | 0.13552 | 0.05674 | 2019-07-20 13:00 | 43666.5417 | 0.28662 | 0.15083
2019-07-20 14:00 | 43666.5833 | 0.13268 | 0.05538 | 2019-07-20 14:00 | 43666.5833 | 0.28871 | 0.15268
2019-07-20 15:00 | 43666.625 | 0.12808 | 0.05269 | 2019-07-20 15:00 | 43666.625 | 0.28458 | 0.14907
2019-07-20 16:00 | 43666.6667 | 0.12597 | 0.04889 | 2019-07-20 16:00 | 43666.6667 | 0.27489 | 0.14001
2019-07-20 17:00 | 43666.7083 | 0.12528 | 0.04734 | 2019-07-20 17:00 | 43666.7083 | 0.31882 | 0.13697
2019-07-20 18:00 | 43666.75 | 0.12577 | 0.04665 | 2019-07-20 18:00 | 43666.75 | 0.33014 | 0.14
2019-07-20 19:00 | 43666.7917 | 0.13013 | 0.04687 | 2019-07-20 19:00 | 43666.7917 | 0.35228 | 0.15063
2019-07-20 20:00 | 43666.8333 | 0.13232 | 0.05008 | 2019-07-20 20:00 | 43666.8333 | 0.35878 | 0.15393
2019-07-20 21:00 | 43666.875 | 0.13241 | 0.05163 | 2019-07-20 21:00 | 43666.875 | 0.31127 | 0.15316
2019-07-20 22:00 | 43666.9167 | 0.06243 | 0.05174 | 2019-07-20 22:00 | 43666.9167 | 0.31011 | 0.14444
2019-07-20 23:00 | 43666.9583 | 0.06455 | 0.04871 | 2019-07-20 23:00 | 43666.9583 | 0.29844 | 0.14254
2019-07-21 | 43667 | 0.05855 | 0.05044 | 2019-07-21 | 43667 | 0.30037 | 0.13614
2019-07-21 01:00 | 43667.0417 | 0.05624 | 0.0452 | 2019-07-21 01:00 | 43667.0417 | 0.28815 | 0.11946
2019-07-21 02:00 | 43667.0833 | 0.05854 | 0.0431 | 2019-07-21 02:00 | 43667.0833 | 0.28463 | 0.11088
2019-07-21 03:00 | 43667.125 | 0.05939 | 0.04416 | 2019-07-21 03:00 | 43667.125 | 0.29433 | 0.11459
2019-07-21 04:00 | 43667.1667 | 0.06024 | 0.04491 | 2019-07-21 04:00 | 43667.1667 | 0.31224 | 0.12918
2019-07-21 05:00 | 43667.2083 | 0.05859 | 0.04572 | 2019-07-21 05:00 | 43667.2083 | 0.32445 | 0.14254
2019-07-21 06:00 | 43667.25 | 0.06005 | 0.04409 | 2019-07-21 06:00 | 43667.25 | 0.31238 | 0.14966
2019-07-21 07:00 | 43667.2917 | 0.0602 | 0.04504 | 2019-07-21 07:00 | 43667.2917 | 0.31946 | 0.14933
2019-07-21 08:00 | 43667.3333 | 0.06079 | 0.04654 | 2019-07-21 08:00 | 43667.3333 | 0.3 | 0.14462
2019-07-21 09:00 | 43667.375 | 0.05881 | 0.04789 | 2019-07-21 09:00 | 43667.375 | 0.33636 | 0.1416
2019-07-21 10:00 | 43667.4167 | 0.06044 | 0.04645 | 2019-07-21 10:00 | 43667.4167 | 0.3291 | 0.13572
2019-07-21 11:00 | 43667.4583 | 0.06398 | 0.04798 | 2019-07-21 11:00 | 43667.4583 | 0.33493 | 0.14254
2019-07-21 12:00 | 43667.5 | 0.13465 | 0.05089 | 2019-07-21 12:00 | 43667.5 | 0.33266 | 0.1428
2019-07-21 13:00 | 43667.5417 | 0.13587 | 0.05423 | 2019-07-21 13:00 | 43667.5417 | 0.27394 | 0.13673
2019-07-21 14:00 | 43667.5833 | 0.13334 | 0.05529 | 2019-07-21 14:00 | 43667.5833 | 0.268 | 0.13683
2019-07-21 15:00 | 43667.625 | 0.12958 | 0.05296 | 2019-07-21 15:00 | 43667.625 | 0.26823 | 0.13693
2019-07-21 16:00 | 43667.6667 | 0.1281 | 0.04989 | 2019-07-21 16:00 | 43667.6667 | 0.27363 | 0.13533
2019-07-21 17:00 | 43667.7083 | 0.12722 | 0.04874 | 2019-07-21 17:00 | 43667.7083 | 0.32597 | 0.13562
2019-07-21 18:00 | 43667.75 | 0.12929 | 0.04795 | 2019-07-21 18:00 | 43667.75 | 0.34412 | 0.14254
2019-07-21 19:00 | 43667.7917 | 0.13523 | 0.04952 | 2019-07-21 19:00 | 43667.7917 | 0.35654 | 0.14824
2019-07-21 20:00 | 43667.8333 | 0.1374 | 0.05435 | 2019-07-21 20:00 | 43667.8333 | 0.36048 | 0.15061
2019-07-21 21:00 | 43667.875 | 0.13862 | 0.05637 | 2019-07-21 21:00 | 43667.875 | 0.314 | 0.15083
2019-07-21 22:00 | 43667.9167 | 0.0676 | 0.05753 | 2019-07-21 22:00 | 43667.9167 | 0.32152 | 0.14773
2019-07-21 23:00 | 43667.9583 | 0.0708 | 0.05374 | 2019-07-21 23:00 | 43667.9583 | 0.30105 | 0.14772
2019-07-22 | 43668 | 0.06774 | 0.05655 | 2019-07-22 | 43668 | 0.30773 | 0.13979
2019-07-22 01:00 | 43668.0417 | 0.06551 | 0.05377 | 2019-07-22 01:00 | 43668.0417 | 0.28933 | 0.12102
2019-07-22 02:00 | 43668.0833 | 0.06589 | 0.05168 | 2019-07-22 02:00 | 43668.0833 | 0.29312 | 0.11961
2019-07-22 03:00 | 43668.125 | 0.06724 | 0.05168 | 2019-07-22 03:00 | 43668.125 | 0.29758 | 0.11997
2019-07-22 04:00 | 43668.1667 | 0.0698 | 0.05286 | 2019-07-22 04:00 | 43668.1667 | 0.31539 | 0.13224
2019-07-22 05:00 | 43668.2083 | 0.07038 | 0.05532 | 2019-07-22 05:00 | 43668.2083 | 0.32292 | 0.14655
2019-07-22 06:00 | 43668.25 | 0.07111 | 0.05608 | 2019-07-22 06:00 | 43668.25 | 0.30504 | 0.14788
2019-07-22 07:00 | 43668.2917 | 0.06988 | 0.05701 | 2019-07-22 07:00 | 43668.2917 | 0.31467 | 0.14786
2019-07-22 08:00 | 43668.3333 | 0.06981 | 0.05727 | 2019-07-22 08:00 | 43668.3333 | 0.30206 | 0.14558
2019-07-22 09:00 | 43668.375 | 0.06896 | 0.0574 | 2019-07-22 09:00 | 43668.375 | 0.34387 | 0.1467
2019-07-22 10:00 | 43668.4167 | 0.06838 | 0.05676 | 2019-07-22 10:00 | 43668.4167 | 0.34109 | 0.14479
2019-07-22 11:00 | 43668.4583 | 0.06947 | 0.0559 | 2019-07-22 11:00 | 43668.4583 | 0.33879 | 0.14673
2019-07-22 12:00 | 43668.5 | 0.13604 | 0.05675 | 2019-07-22 12:00 | 43668.5 | 0.33329 | 0.14548
2019-07-22 13:00 | 43668.5417 | 0.13515 | 0.05676 | 2019-07-22 13:00 | 43668.5417 | 0.26912 | 0.13282
2019-07-22 14:00 | 43668.5833 | 0.13605 | 0.05623 | 2019-07-22 14:00 | 43668.5833 | 0.26126 | 0.12773
2019-07-22 15:00 | 43668.625 | 0.13601 | 0.05687 | 2019-07-22 15:00 | 43668.625 | 0.25101 | 0.11964
2019-07-22 16:00 | 43668.6667 | 0.136 | 0.05696 | 2019-07-22 16:00 | 43668.6667 | 0.24371 | 0.11539
2019-07-22 17:00 | 43668.7083 | 0.13581 | 0.057 | 2019-07-22 17:00 | 43668.7083 | 0.28802 | 0.10989
2019-07-22 18:00 | 43668.75 | 0.13552 | 0.0568 | 2019-07-22 18:00 | 43668.75 | 0.29459 | 0.11084
2019-07-22 19:00 | 43668.7917 | 0.1353 | 0.05625 | 2019-07-22 19:00 | 43668.7917 | 0.33027 | 0.13016
2019-07-22 20:00 | 43668.8333 | 0.13601 | 0.05569 | 2019-07-22 20:00 | 43668.8333 | 0.34687 | 0.13956
2019-07-22 21:00 | 43668.875 | 0.13517 | 0.05591 | 2019-07-22 21:00 | 43668.875 | 0.29941 | 0.14001
2019-07-22 22:00 | 43668.9167 | 0.06874 | 0.05521 | 2019-07-22 22:00 | 43668.9167 | 0.28011 | 0.11992
2019-07-22 23:00 | 43668.9583 | 0.06973 | 0.05535 | 2019-07-22 23:00 | 43668.9583 | 0.31754 | 0.15698
2019-07-23 | 43669 | 0.06636 | 0.05581 | 2019-07-23 | 43669 | 0.31834 | 0.15048
2019-07-23 01:00 | 43669.0417 | 0.06437 | 0.05291 | 2019-07-23 01:00 | 43669.0417 | 0.32593 | 0.14585
2019-07-23 02:00 | 43669.0833 | 0.06388 | 0.05112 | 2019-07-23 02:00 | 43669.0833 | 0.33179 | 0.14412
2019-07-23 03:00 | 43669.125 | 0.06316 | 0.05037 | 2019-07-23 03:00 | 43669.125 | 0.34086 | 0.14373
2019-07-23 04:00 | 43669.1667 | 0.06435 | 0.04979 | 2019-07-23 04:00 | 43669.1667 | 0.34916 | 0.14469
2019-07-23 05:00 | 43669.2083 | 0.06616 | 0.05094 | 2019-07-23 05:00 | 43669.2083 | 0.35198 | 0.14508
2019-07-23 06:00 | 43669.25 | 0.0673 | 0.05258 | 2019-07-23 06:00 | 43669.25 | 0.35368 | 0.14604
2019-07-23 07:00 | 43669.2917 | 0.06827 | 0.0537 | 2019-07-23 07:00 | 43669.2917 | 0.32991 | 0.14484
2019-07-23 08:00 | 43669.3333 | 0.06761 | 0.05578 | 2019-07-23 08:00 | 43669.3333 | 0.2997 | 0.14332
2019-07-23 09:00 | 43669.375 | 0.0674 | 0.05541 | 2019-07-23 09:00 | 43669.375 | 0.279 | 0.13862
2019-07-23 10:00 | 43669.4167 | 0.06689 | 0.05528 | 2019-07-23 10:00 | 43669.4167 | 0.27849 | 0.14427
2019-07-23 11:00 | 43669.4583 | 0.0675 | 0.05489 | 2019-07-23 11:00 | 43669.4583 | 0.2776 | 0.14667
2019-07-23 12:00 | 43669.5 | 0.134 | 0.05519 | 2019-07-23 12:00 | 43669.5 | 0.27785 | 0.14889
2019-07-23 13:00 | 43669.5417 | 0.13259 | 0.05519 | 2019-07-23 13:00 | 43669.5417 | 0.27559 | 0.14665
2019-07-23 14:00 | 43669.5833 | 0.1343 | 0.05377 | 2019-07-23 14:00 | 43669.5833 | 0.27313 | 0.14402
2019-07-23 15:00 | 43669.625 | 0.13421 | 0.05515 | 2019-07-23 15:00 | 43669.625 | 0.26697 | 0.13865
2019-07-23 16:00 | 43669.6667 | 0.13494 | 0.05521 | 2019-07-23 16:00 | 43669.6667 | 0.26794 | 0.13869
2019-07-23 17:00 | 43669.7083 | 0.13664 | 0.056 | 2019-07-23 17:00 | 43669.7083 | 0.27987 | 0.14612
2019-07-23 18:00 | 43669.75 | 0.13856 | 0.0575 | 2019-07-23 18:00 | 43669.75 | 0.30392 | 0.15964
2019-07-23 19:00 | 43669.7917 | 0.13721 | 0.05881 | 2019-07-23 19:00 | 43669.7917 | 0.33434 | 0.17793
2019-07-23 20:00 | 43669.8333 | 0.13792 | 0.05722 | 2019-07-23 20:00 | 43669.8333 | 0.38043 | 0.21464
2019-07-23 21:00 | 43669.875 | 0.13807 | 0.05752 | 2019-07-23 21:00 | 43669.875 | 0.3897 | 0.22074
2019-07-23 22:00 | 43669.9167 | 0.07052 | 0.05765 | 2019-07-23 22:00 | 43669.9167 | 0.36775 | 0.19278
2019-07-23 23:00 | 43669.9583 | 0.06946 | 0.05685 | 2019-07-23 23:00 | 43669.9583 | 0.36042 | 0.16739
2019-07-24 | 43670 | 0.0668 | 0.0555 | 2019-07-24 | 43670 | 0.37309 | 0.16582
2019-07-24 01:00 | 43670.0417 | 0.06511 | 0.05319 | 2019-07-24 01:00 | 43670.0417 | 0.38822 | 0.15989
2019-07-24 02:00 | 43670.0833 | 0.06526 | 0.05165 | 2019-07-24 02:00 | 43670.0833 | 0.40211 | 0.15777
2019-07-24 03:00 | 43670.125 | 0.06557 | 0.05147 | 2019-07-24 03:00 | 43670.125 | 0.4146 | 0.15927
2019-07-24 04:00 | 43670.1667 | 0.06685 | 0.05177 | 2019-07-24 04:00 | 43670.1667 | 0.42137 | 0.15927
2019-07-24 05:00 | 43670.2083 | 0.06686 | 0.05299 | 2019-07-24 05:00 | 43670.2083 | 0.42786 | 0.15645
2019-07-24 06:00 | 43670.25 | 0.06796 | 0.0531 | 2019-07-24 06:00 | 43670.25 | 0.41534 | 0.14358
2019-07-24 07:00 | 43670.2917 | 0.06994 | 0.05415 | 2019-07-24 07:00 | 43670.2917 | 0.35951 | 0.12384
2019-07-24 08:00 | 43670.3333 | 0.07044 | 0.05717 | 2019-07-24 08:00 | 43670.3333 | 0.30117 | 0.11806
2019-07-24 09:00 | 43670.375 | 0.07017 | 0.05779 | 2019-07-24 09:00 | 43670.375 | 0.25946 | 0.10947
2019-07-24 10:00 | 43670.4167 | 0.07053 | 0.05769 | 2019-07-24 10:00 | 43670.4167 | 0.24888 | 0.10928
2019-07-24 11:00 | 43670.4583 | 0.07062 | 0.05807 | 2019-07-24 11:00 | 43670.4583 | 0.24669 | 0.11528
2019-07-24 12:00 | 43670.5 | 0.13638 | 0.05797 | 2019-07-24 12:00 | 43670.5 | 0.24269 | 0.11711
2019-07-24 13:00 | 43670.5417 | 0.13563 | 0.05722 | 2019-07-24 13:00 | 43670.5417 | 0.23716 | 0.11457
2019-07-24 14:00 | 43670.5833 | 0.13394 | 0.05644 | 2019-07-24 14:00 | 43670.5833 | 0.2181 | 0.10344
2019-07-24 15:00 | 43670.625 | 0.13363 | 0.0549 | 2019-07-24 15:00 | 43670.625 | 0.2092 | 0.09843
2019-07-24 16:00 | 43670.6667 | 0.13685 | 0.05485 | 2019-07-24 16:00 | 43670.6667 | 0.20234 | 0.09107
2019-07-24 17:00 | 43670.7083 | 0.13735 | 0.05773 | 2019-07-24 17:00 | 43670.7083 | 0.21817 | 0.10151
2019-07-24 18:00 | 43670.75 | 0.13789 | 0.05819 | 2019-07-24 18:00 | 43670.75 | 0.2497 | 0.11921
2019-07-24 19:00 | 43670.7917 | 0.13886 | 0.05831 | 2019-07-24 19:00 | 43670.7917 | 0.29879 | 0.15064
2019-07-24 20:00 | 43670.8333 | 0.13943 | 0.05867 | 2019-07-24 20:00 | 43670.8333 | 0.31673 | 0.16844
2019-07-24 21:00 | 43670.875 | 0.13809 | 0.05891 | 2019-07-24 21:00 | 43670.875 | 0.34106 | 0.19184
2019-07-24 22:00 | 43670.9167 | 0.06591 | 0.05774 | 2019-07-24 22:00 | 43670.9167 | 0.33198 | 0.17472
2019-07-24 23:00 | 43670.9583 | 0.06382 | 0.05283 | 2019-07-24 23:00 | 43670.9583 | 0.37117 | 0.18572
2019-07-25 | 43671 | 0.0651 | 0.05047 | 2019-07-25 | 43671 | 0.3738 | 0.1727
2019-07-25 01:00 | 43671.0417 | 0.06071 | 0.05164 | 2019-07-25 01:00 | 43671.0417 | 0.37974 | 0.16432
2019-07-25 02:00 | 43671.0833 | 0.05817 | 0.04779 | 2019-07-25 02:00 | 43671.0833 | 0.38735 | 0.15965
2019-07-25 03:00 | 43671.125 | 0.05725 | 0.04556 | 2019-07-25 03:00 | 43671.125 | 0.39457 | 0.15943
2019-07-25 04:00 | 43671.1667 | 0.06 | 0.0448 | 2019-07-25 04:00 | 43671.1667 | 0.39258 | 0.16287
2019-07-25 05:00 | 43671.2083 | 0.06445 | 0.04729 | 2019-07-25 05:00 | 43671.2083 | 0.37345 | 0.16308
2019-07-25 06:00 | 43671.25 | 0.07056 | 0.05127 | 2019-07-25 06:00 | 43671.25 | 0.36526 | 0.16987
2019-07-25 07:00 | 43671.2917 | 0.06729 | 0.05659 | 2019-07-25 07:00 | 43671.2917 | 0.37167 | 0.17176
2019-07-25 08:00 | 43671.3333 | 0.06889 | 0.05497 | 2019-07-25 08:00 | 43671.3333 | 0.34926 | 0.16828
2019-07-25 09:00 | 43671.375 | 0.06668 | 0.05668 | 2019-07-25 09:00 | 43671.375 | 0.37779 | 0.16441
2019-07-25 10:00 | 43671.4167 | 0.06545 | 0.05478 | 2019-07-25 10:00 | 43671.4167 | 0.36752 | 0.16117
2019-07-25 11:00 | 43671.4583 | 0.06856 | 0.05372 | 2019-07-25 11:00 | 43671.4583 | 0.36293 | 0.16135
2019-07-25 12:00 | 43671.5 | 0.13577 | 0.05639 | 2019-07-25 12:00 | 43671.5 | 0.35954 | 0.16133
2019-07-25 13:00 | 43671.5417 | 0.13343 | 0.05694 | 2019-07-25 13:00 | 43671.5417 | 0.30095 | 0.15481
2019-07-25 14:00 | 43671.5833 | 0.13231 | 0.05477 | 2019-07-25 14:00 | 43671.5833 | 0.28881 | 0.1477
2019-07-25 15:00 | 43671.625 | 0.13229 | 0.05364 | 2019-07-25 15:00 | 43671.625 | 0.26447 | 0.1272
2019-07-25 16:00 | 43671.6667 | 0.13551 | 0.05382 | 2019-07-25 16:00 | 43671.6667 | 0.26263 | 0.12527
2019-07-25 17:00 | 43671.7083 | 0.137 | 0.05672 | 2019-07-25 17:00 | 43671.7083 | 0.31297 | 0.12481
2019-07-25 18:00 | 43671.75 | 0.13804 | 0.05794 | 2019-07-25 18:00 | 43671.75 | 0.32161 | 0.12727
2019-07-25 19:00 | 43671.7917 | 0.13883 | 0.05825 | 2019-07-25 19:00 | 43671.7917 | 0.36999 | 0.15965
2019-07-25 20:00 | 43671.8333 | 0.1368 | 0.05845 | 2019-07-25 20:00 | 43671.8333 | 0.37713 | 0.16385
2019-07-25 21:00 | 43671.875 | 0.13539 | 0.05659 | 2019-07-25 21:00 | 43671.875 | 0.33276 | 0.16606
2019-07-25 22:00 | 43671.9167 | 0.06172 | 0.05531 | 2019-07-25 22:00 | 43671.9167 | 0.33491 | 0.15979
2019-07-25 23:00 | 43671.9583 | 0.06856 | 0.0492 | 2019-07-25 23:00 | 43671.9583 | 0.32011 | 0.14347
2019-07-26 | 43672 | 0.06425 | 0.05452 | 2019-07-26 | 43672 | 0.31454 | 0.13348
2019-07-26 01:00 | 43672.0417 | 0.05967 | 0.05082 | 2019-07-26 01:00 | 43672.0417 | 0.31439 | 0.12476
2019-07-26 02:00 | 43672.0833 | 0.05767 | 0.04685 | 2019-07-26 02:00 | 43672.0833 | 0.32156 | 0.12474
2019-07-26 03:00 | 43672.125 | 0.05802 | 0.04494 | 2019-07-26 03:00 | 43672.125 | 0.32634 | 0.12473
2019-07-26 04:00 | 43672.1667 | 0.06072 | 0.04533 | 2019-07-26 04:00 | 43672.1667 | 0.32557 | 0.12761
2019-07-26 05:00 | 43672.2083 | 0.06313 | 0.0478 | 2019-07-26 05:00 | 43672.2083 | 0.34062 | 0.14374
2019-07-26 06:00 | 43672.25 | 0.06227 | 0.04999 | 2019-07-26 06:00 | 43672.25 | 0.33341 | 0.15348
2019-07-26 07:00 | 43672.2917 | 0.06585 | 0.04943 | 2019-07-26 07:00 | 43672.2917 | 0.34439 | 0.15729
2019-07-26 08:00 | 43672.3333 | 0.06805 | 0.05377 | 2019-07-26 08:00 | 43672.3333 | 0.31684 | 0.1472
2019-07-26 09:00 | 43672.375 | 0.06794 | 0.0559 | 2019-07-26 09:00 | 43672.375 | 0.35392 | 0.14505
2019-07-26 10:00 | 43672.4167 | 0.06819 | 0.05588 | 2019-07-26 10:00 | 43672.4167 | 0.35583 | 0.15134
2019-07-26 11:00 | 43672.4583 | 0.06874 | 0.05585 | 2019-07-26 11:00 | 43672.4583 | 0.36107 | 0.16211
2019-07-26 12:00 | 43672.5 | 0.13589 | 0.05629 | 2019-07-26 12:00 | 43672.5 | 0.36536 | 0.16446
2019-07-26 13:00 | 43672.5417 | 0.13407 | 0.05682 | 2019-07-26 13:00 | 43672.5417 | 0.30794 | 0.15919
2019-07-26 14:00 | 43672.5833 | 0.13072 | 0.055 | 2019-07-26 14:00 | 43672.5833 | 0.29804 | 0.14986
2019-07-26 15:00 | 43672.625 | 0.1295 | 0.05203 | 2019-07-26 15:00 | 43672.625 | 0.28645 | 0.14015
2019-07-26 16:00 | 43672.6667 | 0.12868 | 0.05118 | 2019-07-26 16:00 | 43672.6667 | 0.27642 | 0.13331
2019-07-26 17:00 | 43672.7083 | 0.12997 | 0.05056 | 2019-07-26 17:00 | 43672.7083 | 0.31417 | 0.12577
2019-07-26 18:00 | 43672.75 | 0.13244 | 0.05158 | 2019-07-26 18:00 | 43672.75 | 0.33149 | 0.13537
2019-07-26 19:00 | 43672.7917 | 0.13096 | 0.05337 | 2019-07-26 19:00 | 43672.7917 | 0.36706 | 0.15391
2019-07-26 20:00 | 43672.8333 | 0.13108 | 0.05164 | 2019-07-26 20:00 | 43672.8333 | 0.37736 | 0.16034
2019-07-26 21:00 | 43672.875 | 0.13634 | 0.05134 | 2019-07-26 21:00 | 43672.875 | 0.3353 | 0.1646
2019-07-26 22:00 | 43672.9167 | 0.06639 | 0.05563 | 2019-07-26 22:00 | 43672.9167 | 0.33524 | 0.15456
2019-07-26 23:00 | 43672.9583 | 0.06584 | 0.05254 | 2019-07-26 23:00 | 43672.9583 | 0.3116 | 0.14535
2019-07-27 | 43673 | 0.06334 | 0.05174 | 2019-07-27 | 43673 | 0.31035 | 0.13769
2019-07-27 01:00 | 43673.0417 | 0.06134 | 0.04971 | 2019-07-27 01:00 | 43673.0417 | 0.30775 | 0.1298
2019-07-27 02:00 | 43673.0833 | 0.06276 | 0.04779 | 2019-07-27 02:00 | 43673.0833 | 0.31186 | 0.12478
2019-07-27 03:00 | 43673.125 | 0.06112 | 0.04819 | 2019-07-27 03:00 | 43673.125 | 0.31942 | 0.12668
2019-07-27 04:00 | 43673.1667 | 0.06003 | 0.04673 | 2019-07-27 04:00 | 43673.1667 | 0.33005 | 0.13573
2019-07-27 05:00 | 43673.2083 | 0.05688 | 0.04579 | 2019-07-27 05:00 | 43673.2083 | 0.33958 | 0.14167
2019-07-27 06:00 | 43673.25 | 0.05546 | 0.04314 | 2019-07-27 06:00 | 43673.25 | 0.34414 | 0.15601
2019-07-27 07:00 | 43673.2917 | 0.05796 | 0.04191 | 2019-07-27 07:00 | 43673.2917 | 0.35833 | 0.15977
2019-07-27 08:00 | 43673.3333 | 0.06139 | 0.04474 | 2019-07-27 08:00 | 43673.3333 | 0.33114 | 0.15128
2019-07-27 09:00 | 43673.375 | 0.06156 | 0.0486 | 2019-07-27 09:00 | 43673.375 | 0.35066 | 0.14021
2019-07-27 10:00 | 43673.4167 | 0.06206 | 0.04897 | 2019-07-27 10:00 | 43673.4167 | 0.34983 | 0.14158
2019-07-27 11:00 | 43673.4583 | 0.06222 | 0.04964 | 2019-07-27 11:00 | 43673.4583 | 0.3613 | 0.15297
2019-07-27 12:00 | 43673.5 | 0.12797 | 0.0496 | 2019-07-27 12:00 | 43673.5 | 0.36611 | 0.15887
2019-07-27 13:00 | 43673.5417 | 0.12336 | 0.04889 | 2019-07-27 13:00 | 43673.5417 | 0.31187 | 0.15477
2019-07-27 14:00 | 43673.5833 | 0.11983 | 0.04477 | 2019-07-27 14:00 | 43673.5833 | 0.31791 | 0.15757
2019-07-27 15:00 | 43673.625 | 0.1185 | 0.04148 | 2019-07-27 15:00 | 43673.625 | 0.31388 | 0.15324
2019-07-27 16:00 | 43673.6667 | 0.11814 | 0.04038 | 2019-07-27 16:00 | 43673.6667 | 0.31457 | 0.15128
2019-07-27 17:00 | 43673.7083 | 0.11841 | 0.04027 | 2019-07-27 17:00 | 43673.7083 | 0.34873 | 0.14047
2019-07-27 18:00 | 43673.75 | 0.11906 | 0.04041 | 2019-07-27 18:00 | 43673.75 | 0.37331 | 0.15138
2019-07-27 19:00 | 43673.7917 | 0.12227 | 0.04083 | 2019-07-27 19:00 | 43673.7917 | 0.38762 | 0.15978
2019-07-27 20:00 | 43673.8333 | 0.12626 | 0.04261 | 2019-07-27 20:00 | 43673.8333 | 0.3945 | 0.16384
2019-07-27 21:00 | 43673.875 | 0.13052 | 0.04575 | 2019-07-27 21:00 | 43673.875 | 0.34597 | 0.16192
2019-07-27 22:00 | 43673.9167 | 0.0587 | 0.04943 | 2019-07-27 22:00 | 43673.9167 | 0.35085 | 0.15297
2019-07-27 23:00 | 43673.9583 | 0.0624 | 0.04473 | 2019-07-27 23:00 | 43673.9583 | 0.38907 | 0.17964
2019-07-28 | 43674 | 0.05707 | 0.048 | 2019-07-28 | 43674 | 0.40344 | 0.17571
2019-07-28 01:00 | 43674.0417 | 0.05388 | 0.04351 | 2019-07-28 01:00 | 43674.0417 | 0.41275 | 0.16955
2019-07-28 02:00 | 43674.0833 | 0.05481 | 0.04072 | 2019-07-28 02:00 | 43674.0833 | 0.42417 | 0.1646
2019-07-28 03:00 | 43674.125 | 0.05484 | 0.04038 | 2019-07-28 03:00 | 43674.125 | 0.43067 | 0.165
2019-07-28 04:00 | 43674.1667 | 0.05476 | 0.04039 | 2019-07-28 04:00 | 43674.1667 | 0.4334 | 0.16964
2019-07-28 05:00 | 43674.2083 | 0.05448 | 0.04038 | 2019-07-28 05:00 | 43674.2083 | 0.41593 | 0.17466
2019-07-28 06:00 | 43674.25 | 0.0545 | 0.04013 | 2019-07-28 06:00 | 43674.25 | 0.40281 | 0.17787
2019-07-28 07:00 | 43674.2917 | 0.05687 | 0.03984 | 2019-07-28 07:00 | 43674.2917 | 0.40722 | 0.17871
2019-07-28 08:00 | 43674.3333 | 0.0581 | 0.04191 | 2019-07-28 08:00 | 43674.3333 | 0.36921 | 0.16967
2019-07-28 09:00 | 43674.375 | 0.05535 | 0.04498 | 2019-07-28 09:00 | 43674.375 | 0.39978 | 0.16512
2019-07-28 10:00 | 43674.4167 | 0.05633 | 0.04281 | 2019-07-28 10:00 | 43674.4167 | 0.39848 | 0.16702
2019-07-28 11:00 | 43674.4583 | 0.05775 | 0.0438 | 2019-07-28 11:00 | 43674.4583 | 0.40726 | 0.1774
2019-07-28 12:00 | 43674.5 | 0.12744 | 0.04503 | 2019-07-28 12:00 | 43674.5 | 0.40331 | 0.1774
2019-07-28 13:00 | 43674.5417 | 0.12693 | 0.04779 | 2019-07-28 13:00 | 43674.5417 | 0.34168 | 0.16798
2019-07-28 14:00 | 43674.5833 | 0.1239 | 0.04737 | 2019-07-28 14:00 | 43674.5833 | 0.33301 | 0.1624
2019-07-28 15:00 | 43674.625 | 0.12174 | 0.04458 | 2019-07-28 15:00 | 43674.625 | 0.33114 | 0.16016
2019-07-28 16:00 | 43674.6667 | 0.12156 | 0.04279 | 2019-07-28 16:00 | 43674.6667 | 0.33284 | 0.15891
2019-07-28 17:00 | 43674.7083 | 0.12134 | 0.04271 | 2019-07-28 17:00 | 43674.7083 | 0.37604 | 0.15081
2019-07-28 18:00 | 43674.75 | 0.12586 | 0.04249 | 2019-07-28 18:00 | 43674.75 | 0.39355 | 0.15925
2019-07-28 19:00 | 43674.7917 | 0.13455 | 0.04621 | 2019-07-28 19:00 | 43674.7917 | 0.42033 | 0.17466
2019-07-28 20:00 | 43674.8333 | 0.1383 | 0.05338 | 2019-07-28 20:00 | 43674.8333 | 0.43107 | 0.17777
2019-07-28 21:00 | 43674.875 | 0.13954 | 0.05684 | 2019-07-28 21:00 | 43674.875 | 0.38201 | 0.17731
2019-07-28 22:00 | 43674.9167 | 0.06943 | 0.05804 | 2019-07-28 22:00 | 43674.9167 | 0.38366 | 0.16756
2019-07-28 23:00 | 43674.9583 | 0.06796 | 0.05498 | 2019-07-28 23:00 | 43674.9583 | 0.37472 | 0.16036
2019-07-29 | 43675 | 0.06006 | 0.05384 | 2019-07-29 | 43675 | 0.38424 | 0.14982
2019-07-29 01:00 | 43675.0417 | 0.05304 | 0.04675 | 2019-07-29 01:00 | 43675.0417 | 0.39237 | 0.14233
2019-07-29 02:00 | 43675.0833 | 0.05246 | 0.04056 | 2019-07-29 02:00 | 43675.0833 | 0.39498 | 0.13804
2019-07-29 03:00 | 43675.125 | 0.05226 | 0.04002 | 2019-07-29 03:00 | 43675.125 | 0.40373 | 0.13853
2019-07-29 04:00 | 43675.1667 | 0.0527 | 0.03983 | 2019-07-29 04:00 | 43675.1667 | 0.40807 | 0.14242
2019-07-29 05:00 | 43675.2083 | 0.05533 | 0.04034 | 2019-07-29 05:00 | 43675.2083 | 0.40194 | 0.14518
2019-07-29 06:00 | 43675.25 | 0.05778 | 0.04303 | 2019-07-29 06:00 | 43675.25 | 0.39379 | 0.14998
2019-07-29 07:00 | 43675.2917 | 0.06306 | 0.04504 | 2019-07-29 07:00 | 43675.2917 | 0.40126 | 0.14993
2019-07-29 08:00 | 43675.3333 | 0.06848 | 0.05096 | 2019-07-29 08:00 | 43675.3333 | 0.36128 | 0.13865
2019-07-29 09:00 | 43675.375 | 0.06639 | 0.05607 | 2019-07-29 09:00 | 43675.375 | 0.38552 | 0.13498
2019-07-29 10:00 | 43675.4167 | 0.06597 | 0.05433 | 2019-07-29 10:00 | 43675.4167 | 0.37831 | 0.13497
2019-07-29 11:00 | 43675.4583 | 0.06779 | 0.05404 | 2019-07-29 11:00 | 43675.4583 | 0.38661 | 0.14549
2019-07-29 12:00 | 43675.5 | 0.13347 | 0.05554 | 2019-07-29 12:00 | 43675.5 | 0.38577 | 0.14766
2019-07-29 13:00 | 43675.5417 | 0.1293 | 0.05485 | 2019-07-29 13:00 | 43675.5417 | 0.32517 | 0.14059
2019-07-29 14:00 | 43675.5833 | 0.12528 | 0.05111 | 2019-07-29 14:00 | 43675.5833 | 0.32134 | 0.13556
2019-07-29 15:00 | 43675.625 | 0.12453 | 0.04736 | 2019-07-29 15:00 | 43675.625 | 0.31496 | 0.13255
2019-07-29 16:00 | 43675.6667 | 0.12362 | 0.04682 | 2019-07-29 16:00 | 43675.6667 | 0.30478 | 0.12017
2019-07-29 17:00 | 43675.7083 | 0.12459 | 0.04605 | 2019-07-29 17:00 | 43675.7083 | 0.3546 | 0.11867
2019-07-29 18:00 | 43675.75 | 0.12525 | 0.04684 | 2019-07-29 18:00 | 43675.75 | 0.38005 | 0.13265
2019-07-29 19:00 | 43675.7917 | 0.12416 | 0.04718 | 2019-07-29 19:00 | 43675.7917 | 0.42228 | 0.15293
2019-07-29 20:00 | 43675.8333 | 0.12561 | 0.04589 | 2019-07-29 20:00 | 43675.8333 | 0.43065 | 0.1565
2019-07-29 21:00 | 43675.875 | 0.12831 | 0.04683 | 2019-07-29 21:00 | 43675.875 | 0.3789 | 0.14991
2019-07-29 22:00 | 43675.9167 | 0.05667 | 0.04911 | 2019-07-29 22:00 | 43675.9167 | 0.36146 | 0.12862
2019-07-29 23:00 | 43675.9583 | 0.05722 | 0.04444 | 2019-07-29 23:00 | 43675.9583 | 0.33559 | 0.16294
2019-07-30 | 43676 | 0.0522 | 0.04452 | 2019-07-30 | 43676 | 0.33862 | 0.15488
2019-07-30 01:00 | 43676.0417 | 0.05104 | 0.04013 | 2019-07-30 01:00 | 43676.0417 | 0.33379 | 0.14757
2019-07-30 02:00 | 43676.0833 | 0.05087 | 0.03919 | 2019-07-30 02:00 | 43676.0833 | 0.33107 | 0.13818
2019-07-30 03:00 | 43676.125 | 0.05095 | 0.03889 | 2019-07-30 03:00 | 43676.125 | 0.31601 | 0.12049
2019-07-30 04:00 | 43676.1667 | 0.05102 | 0.03899 | 2019-07-30 04:00 | 43676.1667 | 0.31991 | 0.11962
2019-07-30 05:00 | 43676.2083 | 0.05239 | 0.03928 | 2019-07-30 05:00 | 43676.2083 | 0.31686 | 0.11962
2019-07-30 06:00 | 43676.25 | 0.05783 | 0.04034 | 2019-07-30 06:00 | 43676.25 | 0.31894 | 0.11724
2019-07-30 07:00 | 43676.2917 | 0.06029 | 0.04491 | 2019-07-30 07:00 | 43676.2917 | 0.29599 | 0.11644
2019-07-30 08:00 | 43676.3333 | 0.06258 | 0.04849 | 2019-07-30 08:00 | 43676.3333 | 0.26946 | 0.11444
2019-07-30 09:00 | 43676.375 | 0.06141 | 0.05085 | 2019-07-30 09:00 | 43676.375 | 0.25425 | 0.11394
2019-07-30 10:00 | 43676.4167 | 0.06281 | 0.04989 | 2019-07-30 10:00 | 43676.4167 | 0.24747 | 0.11464
2019-07-30 11:00 | 43676.4583 | 0.06614 | 0.05114 | 2019-07-30 11:00 | 43676.4583 | 0.24319 | 0.11646
2019-07-30 12:00 | 43676.5 | 0.13376 | 0.05396 | 2019-07-30 12:00 | 43676.5 | 0.24406 | 0.11976
2019-07-30 13:00 | 43676.5417 | 0.13289 | 0.05499 | 2019-07-30 13:00 | 43676.5417 | 0.24346 | 0.11976
2019-07-30 14:00 | 43676.5833 | 0.13294 | 0.05405 | 2019-07-30 14:00 | 43676.5833 | 0.24498 | 0.11972
2019-07-30 15:00 | 43676.625 | 0.132 | 0.05384 | 2019-07-30 15:00 | 43676.625 | 0.24689 | 0.11964
2019-07-30 16:00 | 43676.6667 | 0.13106 | 0.05319 | 2019-07-30 16:00 | 43676.6667 | 0.24424 | 0.11654
2019-07-30 17:00 | 43676.7083 | 0.12923 | 0.05248 | 2019-07-30 17:00 | 43676.7083 | 0.2505 | 0.11976
2019-07-30 18:00 | 43676.75 | 0.12727 | 0.05091 | 2019-07-30 18:00 | 43676.75 | 0.28396 | 0.14242
2019-07-30 19:00 | 43676.7917 | 0.12871 | 0.04893 | 2019-07-30 19:00 | 43676.7917 | 0.29552 | 0.14764
2019-07-30 20:00 | 43676.8333 | 0.12991 | 0.04976 | 2019-07-30 20:00 | 43676.8333 | 0.30251 | 0.14896
2019-07-30 21:00 | 43676.875 | 0.13057 | 0.05056 | 2019-07-30 21:00 | 43676.875 | 0.30525 | 0.14964
2019-07-30 22:00 | 43676.9167 | 0.05941 | 0.05109 | 2019-07-30 22:00 | 43676.9167 | 0.31048 | 0.1481
2019-07-30 23:00 | 43676.9583 | 0.06338 | 0.04679 | 2019-07-30 23:00 | 43676.9583 | 0.26457 | 0.12072
2019-07-31 | 43677 | 0.05483 | 0.04991 | 2019-07-31 | 43677 | 0.26216 | 0.11551
2019-07-31 01:00 | 43677.0417 | 0.05163 | 0.04239 | 2019-07-31 01:00 | 43677.0417 | 0.26768 | 0.10659
2019-07-31 02:00 | 43677.0833 | 0.05111 | 0.0397 | 2019-07-31 02:00 | 43677.0833 | 0.26765 | 0.10048
2019-07-31 03:00 | 43677.125 | 0.05102 | 0.03924 | 2019-07-31 03:00 | 43677.125 | 0.28496 | 0.10766
2019-07-31 04:00 | 43677.1667 | 0.05094 | 0.03919 | 2019-07-31 04:00 | 43677.1667 | 0.29114 | 0.10949
2019-07-31 05:00 | 43677.2083 | 0.05189 | 0.03919 | 2019-07-31 05:00 | 43677.2083 | 0.29812 | 0.11071
2019-07-31 06:00 | 43677.25 | 0.05588 | 0.04003 | 2019-07-31 06:00 | 43677.25 | 0.29954 | 0.1065
2019-07-31 07:00 | 43677.2917 | 0.06074 | 0.04309 | 2019-07-31 07:00 | 43677.2917 | 0.26343 | 0.09461
2019-07-31 08:00 | 43677.3333 | 0.06267 | 0.04847 | 2019-07-31 08:00 | 43677.3333 | 0.23795 | 0.09048
2019-07-31 09:00 | 43677.375 | 0.06201 | 0.05056 | 2019-07-31 09:00 | 43677.375 | 0.19991 | 0.07962
2019-07-31 10:00 | 43677.4167 | 0.06289 | 0.05008 | 2019-07-31 10:00 | 43677.4167 | 0.1907 | 0.08012
2019-07-31 11:00 | 43677.4583 | 0.06307 | 0.05098 | 2019-07-31 11:00 | 43677.4583 | 0.19795 | 0.091
2019-07-31 12:00 | 43677.5 | 0.13049 | 0.05105 | 2019-07-31 12:00 | 43677.5 | 0.1982 | 0.09456
2019-07-31 13:00 | 43677.5417 | 0.12894 | 0.05198 | 2019-07-31 13:00 | 43677.5417 | 0.20833 | 0.10252
2019-07-31 14:00 | 43677.5833 | 0.12867 | 0.05044 | 2019-07-31 14:00 | 43677.5833 | 0.21066 | 0.1041
2019-07-31 15:00 | 43677.625 | 0.12849 | 0.05004 | 2019-07-31 15:00 | 43677.625 | 0.20799 | 0.10154
2019-07-31 16:00 | 43677.6667 | 0.12842 | 0.05 | 2019-07-31 16:00 | 43677.6667 | 0.2066 | 0.09939
2019-07-31 17:00 | 43677.7083 | 0.12678 | 0.05004 | 2019-07-31 17:00 | 43677.7083 | 0.21838 | 0.10773
2019-07-31 18:00 | 43677.75 | 0.12705 | 0.04858 | 2019-07-31 18:00 | 43677.75 | 0.24011 | 0.11688
2019-07-31 19:00 | 43677.7917 | 0.12687 | 0.04855 | 2019-07-31 19:00 | 43677.7917 | 0.28536 | 0.15169
2019-07-31 20:00 | 43677.8333 | 0.12781 | 0.04798 | 2019-07-31 20:00 | 43677.8333 | 0.29671 | 0.16453
2019-07-31 21:00 | 43677.875 | 0.12929 | 0.04858 | 2019-07-31 21:00 | 43677.875 | 0.31374 | 0.18234
2019-07-31 22:00 | 43677.9167 | 0.05776 | 0.04984 | 2019-07-31 22:00 | 43677.9167 | 0.30151 | 0.16416
2019-07-31 23:00 | 43677.9583 | 0.06366 | 0.04501 | 2019-07-31 23:00 | 43677.9583 | 0.31287 | 0.15677
2019-08-01 | 43678 | 0.05764 | 0.04994 | 2019-08-01 | 43678 | 0.31809 | 0.15261
2019-08-01 01:00 | 43678.0417 | 0.05389 | 0.04484 | 2019-08-01 01:00 | 43678.0417 | 0.32354 | 0.14921
2019-08-01 02:00 | 43678.0833 | 0.05391 | 0.04163 | 2019-08-01 02:00 | 43678.0833 | 0.32724 | 0.14678
2019-08-01 03:00 | 43678.125 | 0.05422 | 0.04167 | 2019-08-01 03:00 | 43678.125 | 0.33048 | 0.14593
2019-08-01 04:00 | 43678.1667 | 0.05608 | 0.04198 | 2019-08-01 04:00 | 43678.1667 | 0.33258 | 0.1491
2019-08-01 05:00 | 43678.2083 | 0.05595 | 0.04373 | 2019-08-01 05:00 | 43678.2083 | 0.33342 | 0.14974
2019-08-01 06:00 | 43678.25 | 0.05807 | 0.04365 | 2019-08-01 06:00 | 43678.25 | 0.32638 | 0.1476
2019-08-01 07:00 | 43678.2917 | 0.06025 | 0.04479 | 2019-08-01 07:00 | 43678.2917 | 0.33974 | 0.15003
2019-08-01 08:00 | 43678.3333 | 0.06338 | 0.04762 | 2019-08-01 08:00 | 43678.3333 | 0.30951 | 0.14477
2019-08-01 09:00 | 43678.375 | 0.06323 | 0.05071 | 2019-08-01 09:00 | 43678.375 | 0.31723 | 0.12366
2019-08-01 10:00 | 43678.4167 | 0.06267 | 0.05079 | 2019-08-01 10:00 | 43678.4167 | 0.31749 | 0.12496
2019-08-01 11:00 | 43678.4583 | 0.06347 | 0.05031 | 2019-08-01 11:00 | 43678.4583 | 0.31881 | 0.13002
2019-08-01 12:00 | 43678.5 | 0.12996 | 0.05097 | 2019-08-01 12:00 | 43678.5 | 0.33101 | 0.14059
2019-08-01 13:00 | 43678.5417 | 0.12866 | 0.05097 | 2019-08-01 13:00 | 43678.5417 | 0.28724 | 0.14447
2019-08-01 14:00 | 43678.5833 | 0.12804 | 0.04965 | 2019-08-01 14:00 | 43678.5833 | 0.28569 | 0.14193
2019-08-01 15:00 | 43678.625 | 0.12846 | 0.04878 | 2019-08-01 15:00 | 43678.625 | 0.28444 | 0.14005
2019-08-01 16:00 | 43678.6667 | 0.12768 | 0.04932 | 2019-08-01 16:00 | 43678.6667 | 0.29333 | 0.14736
2019-08-01 17:00 | 43678.7083 | 0.1302 | 0.04886 | 2019-08-01 17:00 | 43678.7083 | 0.34398 | 0.1476
2019-08-01 18:00 | 43678.75 | 0.12945 | 0.05087 | 2019-08-01 18:00 | 43678.75 | 0.3591 | 0.15293
2019-08-01 19:00 | 43678.7917 | 0.12907 | 0.04984 | 2019-08-01 19:00 | 43678.7917 | 0.37292 | 0.15903
2019-08-01 20:00 | 43678.8333 | 0.13089 | 0.04923 | 2019-08-01 20:00 | 43678.8333 | 0.378 | 0.16469
2019-08-01 21:00 | 43678.875 | 0.13172 | 0.05076 | 2019-08-01 21:00 | 43678.875 | 0.3355 | 0.1646
2019-08-01 22:00 | 43678.9167 | 0.06254 | 0.05129 | 2019-08-01 22:00 | 43678.9167 | 0.33644 | 0.15355
2019-08-01 23:00 | 43678.9583 | 0.06494 | 0.04878 | 2019-08-01 23:00 | 43678.9583 | 0.34126 | 0.15617
2019-08-02 | 43679 | 0.06135 | 0.05074 | 2019-08-02 | 43679 | 0.34844 | 0.15141
2019-08-02 01:00 | 43679.0417 | 0.05722 | 0.04758 | 2019-08-02 01:00 | 43679.0417 | 0.35126 | 0.1446
2019-08-02 02:00 | 43679.0833 | 0.05586 | 0.04404 | 2019-08-02 02:00 | 43679.0833 | 0.3613 | 0.14438
2019-08-02 03:00 | 43679.125 | 0.05461 | 0.04283 | 2019-08-02 03:00 | 43679.125 | 0.37474 | 0.14925
2019-08-02 04:00 | 43679.1667 | 0.05606 | 0.04181 | 2019-08-02 04:00 | 43679.1667 | 0.37549 | 0.15293
2019-08-02 05:00 | 43679.2083 | 0.0571 | 0.04321 | 2019-08-02 05:00 | 43679.2083 | 0.37516 | 0.15396
2019-08-02 06:00 | 43679.25 | 0.0601 | 0.0444 | 2019-08-02 06:00 | 43679.25 | 0.35979 | 0.15235
2019-08-02 07:00 | 43679.2917 | 0.06255 | 0.04639 | 2019-08-02 07:00 | 43679.2917 | 0.36632 | 0.15154
2019-08-02 08:00 | 43679.3333 | 0.06326 | 0.04985 | 2019-08-02 08:00 | 43679.3333 | 0.3338 | 0.1466
2019-08-02 09:00 | 43679.375 | 0.06299 | 0.05076 | 2019-08-02 09:00 | 43679.375 | 0.34656 | 0.1296
2019-08-02 10:00 | 43679.4167 | 0.06366 | 0.05082 | 2019-08-02 10:00 | 43679.4167 | 0.34311 | 0.1286
2019-08-02 11:00 | 43679.4583 | 0.06388 | 0.05149 | 2019-08-02 11:00 | 43679.4583 | 0.33981 | 0.13067
2019-08-02 12:00 | 43679.5 | 0.13051 | 0.05149 | 2019-08-02 12:00 | 43679.5 | 0.3475 | 0.1396
2019-08-02 13:00 | 43679.5417 | 0.13011 | 0.05149 | 2019-08-02 13:00 | 43679.5417 | 0.30934 | 0.14623
2019-08-02 14:00 | 43679.5833 | 0.13019 | 0.05099 | 2019-08-02 14:00 | 43679.5833 | 0.30881 | 0.14673
2019-08-02 15:00 | 43679.625 | 0.13002 | 0.05074 | 2019-08-02 15:00 | 43679.625 | 0.31053 | 0.14699
2019-08-02 16:00 | 43679.6667 | 0.12963 | 0.05067 | 2019-08-02 16:00 | 43679.6667 | 0.3156 | 0.14925
2019-08-02 17:00 | 43679.7083 | 0.12921 | 0.05051 | 2019-08-02 17:00 | 43679.7083 | 0.36681 | 0.15173
2019-08-02 18:00 | 43679.75 | 0.12929 | 0.05002 | 2019-08-02 18:00 | 43679.75 | 0.38736 | 0.16117
2019-08-02 19:00 | 43679.7917 | 0.13075 | 0.04979 | 2019-08-02 19:00 | 43679.7917 | 0.40417 | 0.16962
2019-08-02 20:00 | 43679.8333 | 0.13109 | 0.05053 | 2019-08-02 20:00 | 43679.8333 | 0.41774 | 0.1796
2019-08-02 21:00 | 43679.875 | 0.13026 | 0.05068 | 2019-08-02 21:00 | 43679.875 | 0.37206 | 0.17462
2019-08-02 22:00 | 43679.9167 | 0.06167 | 0.04979 | 2019-08-02 22:00 | 43679.9167 | 0.37646 | 0.16424
2019-08-02 23:00 | 43679.9583 | 0.06578 | 0.04789 | 2019-08-02 23:00 | 43679.9583 | 0.36644 | 0.16928
2019-08-03 | 43680 | 0.06413 | 0.05119 | 2019-08-03 | 43680 | 0.37496 | 0.1606
2019-08-03 01:00 | 43680.0417 | 0.06111 | 0.04982 | 2019-08-03 01:00 | 43680.0417 | 0.3744 | 0.15275
2019-08-03 02:00 | 43680.0833 | 0.06014 | 0.04737 | 2019-08-03 02:00 | 43680.0833 | 0.37569 | 0.1466
2019-08-03 03:00 | 43680.125 | 0.05976 | 0.04651 | 2019-08-03 03:00 | 43680.125 | 0.37765 | 0.14416
2019-08-03 04:00 | 43680.1667 | 0.05923 | 0.04622 | 2019-08-03 04:00 | 43680.1667 | 0.38028 | 0.14857
2019-08-03 05:00 | 43680.2083 | 0.05601 | 0.0458 | 2019-08-03 05:00 | 43680.2083 | 0.38085 | 0.1546
2019-08-03 06:00 | 43680.25 | 0.05814 | 0.04332 | 2019-08-03 06:00 | 43680.25 | 0.37821 | 0.16166
2019-08-03 07:00 | 43680.2917 | 0.05836 | 0.04435 | 2019-08-03 07:00 | 43680.2917 | 0.38305 | 0.16161
2019-08-03 08:00 | 43680.3333 | 0.06175 | 0.0453 | 2019-08-03 08:00 | 43680.3333 | 0.34502 | 0.15069
2019-08-03 09:00 | 43680.375 | 0.06306 | 0.04871 | 2019-08-03 09:00 | 43680.375 | 0.35242 | 0.1316
2019-08-03 10:00 | 43680.4167 | 0.06381 | 0.05026 | 2019-08-03 10:00 | 43680.4167 | 0.33965 | 0.12725
2019-08-03 11:00 | 43680.4583 | 0.06325 | 0.05099 | 2019-08-03 11:00 | 43680.4583 | 0.34172 | 0.13326
2019-08-03 12:00 | 43680.5 | 0.13041 | 0.05032 | 2019-08-03 12:00 | 43680.5 | 0.33088 | 0.12727
2019-08-03 13:00 | 43680.5417 | 0.12788 | 0.05068 | 2019-08-03 13:00 | 43680.5417 | 0.28549 | 0.1286
2019-08-03 14:00 | 43680.5833 | 0.12597 | 0.04828 | 2019-08-03 14:00 | 43680.5833 | 0.28099 | 0.1256
2019-08-03 15:00 | 43680.625 | 0.12347 | 0.04637 | 2019-08-03 15:00 | 43680.625 | 0.28082 | 0.1256
2019-08-03 16:00 | 43680.6667 | 0.12163 | 0.04425 | 2019-08-03 16:00 | 43680.6667 | 0.28712 | 0.1286
2019-08-03 17:00 | 43680.7083 | 0.12153 | 0.04282 | 2019-08-03 17:00 | 43680.7083 | 0.34034 | 0.13064
2019-08-03 18:00 | 43680.75 | 0.12328 | 0.04279 | 2019-08-03 18:00 | 43680.75 | 0.37903 | 0.15116
2019-08-03 19:00 | 43680.7917 | 0.12572 | 0.04399 | 2019-08-03 19:00 | 43680.7917 | 0.40777 | 0.1676
2019-08-03 20:00 | 43680.8333 | 0.12945 | 0.04578 | 2019-08-03 20:00 | 43680.8333 | 0.41732 | 0.1756
2019-08-03 21:00 | 43680.875 | 0.12951 | 0.04886 | 2019-08-03 21:00 | 43680.875 | 0.37321 | 0.17183
2019-08-03 22:00 | 43680.9167 | 0.06444 | 0.04879 | 2019-08-03 22:00 | 43680.9167 | 0.37986 | 0.16355
2019-08-03 23:00 | 43680.9583 | 0.06577 | 0.04989 | 2019-08-03 23:00 | 43680.9583 | 0.3582 | 0.16941
2019-08-04 | 43681 | 0.06425 | 0.05082 | 2019-08-04 | 43681 | 0.36208 | 0.16042
2019-08-04 01:00 | 43681.0417 | 0.0604 | 0.04955 | 2019-08-04 01:00 | 43681.0417 | 0.36719 | 0.15169
2019-08-04 02:00 | 43681.0833 | 0.059 | 0.04634 | 2019-08-04 02:00 | 43681.0833 | 0.36368 | 0.1435
2019-08-04 03:00 | 43681.125 | 0.05807 | 0.0451 | 2019-08-04 03:00 | 43681.125 | 0.36281 | 0.1395
2019-08-04 04:00 | 43681.1667 | 0.05809 | 0.04433 | 2019-08-04 04:00 | 43681.1667 | 0.37404 | 0.14848
2019-08-04 05:00 | 43681.2083 | 0.057 | 0.04443 | 2019-08-04 05:00 | 43681.2083 | 0.37018 | 0.14945
2019-08-04 06:00 | 43681.25 | 0.05787 | 0.04356 | 2019-08-04 06:00 | 43681.25 | 0.36832 | 0.1596
2019-08-04 07:00 | 43681.2917 | 0.05743 | 0.04427 | 2019-08-04 07:00 | 43681.2917 | 0.37384 | 0.15957
2019-08-04 08:00 | 43681.3333 | 0.05761 | 0.04439 | 2019-08-04 08:00 | 43681.3333 | 0.33902 | 0.14956
2019-08-04 09:00 | 43681.375 | 0.05647 | 0.04441 | 2019-08-04 09:00 | 43681.375 | 0.36297 | 0.14669
2019-08-04 10:00 | 43681.4167 | 0.05897 | 0.04388 | 2019-08-04 10:00 | 43681.4167 | 0.35519 | 0.14616
2019-08-04 11:00 | 43681.4583 | 0.06212 | 0.04611 | 2019-08-04 11:00 | 43681.4583 | 0.34894 | 0.14669
2019-08-04 12:00 | 43681.5 | 0.12949 | 0.0487 | 2019-08-04 12:00 | 43681.5 | 0.34402 | 0.1451
2019-08-04 13:00 | 43681.5417 | 0.12667 | 0.04922 | 2019-08-04 13:00 | 43681.5417 | 0.28386 | 0.13561
2019-08-04 14:00 | 43681.5833 | 0.12639 | 0.04676 | 2019-08-04 14:00 | 43681.5833 | 0.27664 | 0.1296
2019-08-04 15:00 | 43681.625 | 0.12231 | 0.04626 | 2019-08-04 15:00 | 43681.625 | 0.27239 | 0.1246
2019-08-04 16:00 | 43681.6667 | 0.12206 | 0.04277 | 2019-08-04 16:00 | 43681.6667 | 0.27233 | 0.12463
2019-08-04 17:00 | 43681.7083 | 0.12078 | 0.04264 | 2019-08-04 17:00 | 43681.7083 | 0.32225 | 0.12459
2019-08-04 18:00 | 43681.75 | 0.12233 | 0.0415 | 2019-08-04 18:00 | 43681.75 | 0.34766 | 0.1396
2019-08-04 19:00 | 43681.7917 | 0.12477 | 0.04269 | 2019-08-04 19:00 | 43681.7917 | 0.37959 | 0.15458
2019-08-04 20:00 | 43681.8333 | 0.13183 | 0.04473 | 2019-08-04 20:00 | 43681.8333 | 0.39219 | 0.16461
2019-08-04 21:00 | 43681.875 | 0.13265 | 0.05106 | 2019-08-04 21:00 | 43681.875 | 0.34624 | 0.16152
2019-08-04 22:00 | 43681.9167 | 0.0662 | 0.05191 | 2019-08-04 22:00 | 43681.9167 | 0.33907 | 0.14724
2019-08-04 23:00 | 43681.9583 | 0.06576 | 0.05175 | 2019-08-04 23:00 | 43681.9583 | 0.33306 | 0.15452
2019-08-05 | 43682 | 0.06111 | 0.05123 | 2019-08-05 | 43682 | 0.30676 | 0.1277
2019-08-05 01:00 | 43682.0417 | 0.05929 | 0.04709 | 2019-08-05 01:00 | 43682.0417 | 0.3091 | 0.122
2019-08-05 02:00 | 43682.0833 | 0.05915 | 0.04561 | 2019-08-05 02:00 | 43682.0833 | 0.31662 | 0.11998
2019-08-05 03:00 | 43682.125 | 0.05918 | 0.04547 | 2019-08-05 03:00 | 43682.125 | 0.3223 | 0.11997
2019-08-05 04:00 | 43682.1667 | 0.06284 | 0.04557 | 2019-08-05 04:00 | 43682.1667 | 0.31957 | 0.12194
2019-08-05 05:00 | 43682.2083 | 0.06474 | 0.04894 | 2019-08-05 05:00 | 43682.2083 | 0.31389 | 0.1246
2019-08-05 06:00 | 43682.25 | 0.06554 | 0.05101 | 2019-08-05 06:00 | 43682.25 | 0.3105 | 0.13337
2019-08-05 07:00 | 43682.2917 | 0.06468 | 0.05161 | 2019-08-05 07:00 | 43682.2917 | 0.31971 | 0.13157
2019-08-05 08:00 | 43682.3333 | 0.06407 | 0.05157 | 2019-08-05 08:00 | 43682.3333 | 0.30265 | 0.13262
2019-08-05 09:00 | 43682.375 | 0.06356 | 0.05125 | 2019-08-05 09:00 | 43682.375 | 0.32808 | 0.12356
2019-08-05 10:00 | 43682.4167 | 0.06414 | 0.05095 | 2019-08-05 10:00 | 43682.4167 | 0.32268 | 0.12195
2019-08-05 11:00 | 43682.4583 | 0.06459 | 0.05154 | 2019-08-05 11:00 | 43682.4583 | 0.32517 | 0.12658
2019-08-05 12:00 | 43682.5 | 0.13196 | 0.05178 | 2019-08-05 12:00 | 43682.5 | 0.33378 | 0.13461
2019-08-05 13:00 | 43682.5417 | 0.13152 | 0.05253 | 2019-08-05 13:00 | 43682.5417 | 0.27786 | 0.12803
2019-08-05 14:00 | 43682.5833 | 0.13162 | 0.05178 | 2019-08-05 14:00 | 43682.5833 | 0.27587 | 0.12566
2019-08-05 15:00 | 43682.625 | 0.1308 | 0.05157 | 2019-08-05 15:00 | 43682.625 | 0.27495 | 0.12355
2019-08-05 16:00 | 43682.6667 | 0.13029 | 0.05103 | 2019-08-05 16:00 | 43682.6667 | 0.27545 | 0.12564
2019-08-05 17:00 | 43682.7083 | 0.12803 | 0.05068 | 2019-08-05 17:00 | 43682.7083 | 0.34245 | 0.14211
2019-08-05 18:00 | 43682.75 | 0.12797 | 0.04859 | 2019-08-05 18:00 | 43682.75 | 0.36064 | 0.1496
2019-08-05 19:00 | 43682.7917 | 0.13037 | 0.04828 | 2019-08-05 19:00 | 43682.7917 | 0.38102 | 0.15972
2019-08-05 20:00 | 43682.8333 | 0.13235 | 0.04987 | 2019-08-05 20:00 | 43682.8333 | 0.38604 | 0.1636
2019-08-05 21:00 | 43682.875 | 0.13222 | 0.05155 | 2019-08-05 21:00 | 43682.875 | 0.34363 | 0.1636
2019-08-05 22:00 | 43682.9167 | 0.06479 | 0.05127 | 2019-08-05 22:00 | 43682.9167 | 0.35612 | 0.15971
2019-08-05 23:00 | 43682.9583 | 0.0657 | 0.05055 | 2019-08-05 23:00 | 43682.9583 | 0.30519 | 0.1432
2019-08-06 | 43683 | 0.06474 | 0.05147 | 2019-08-06 | 43683 | 0.29306 | 0.13151
2019-08-06 01:00 | 43683.0417 | 0.06291 | 0.05054 | 2019-08-06 01:00 | 43683.0417 | 0.28852 | 0.11878
2019-08-06 02:00 | 43683.0833 | 0.0621 | 0.04892 | 2019-08-06 02:00 | 43683.0833 | 0.29507 | 0.11443
2019-08-06 03:00 | 43683.125 | 0.06211 | 0.04789 | 2019-08-06 03:00 | 43683.125 | 0.33388 | 0.1375
2019-08-06 04:00 | 43683.1667 | 0.06252 | 0.04779 | 2019-08-06 04:00 | 43683.1667 | 0.34247 | 0.13958
2019-08-06 05:00 | 43683.2083 | 0.06069 | 0.04836 | 2019-08-06 05:00 | 43683.2083 | 0.3611 | 0.14766
2019-08-06 06:00 | 43683.25 | 0.06393 | 0.04695 | 2019-08-06 06:00 | 43683.25 | 0.36673 | 0.1546
2019-08-06 07:00 | 43683.2917 | 0.06414 | 0.04988 | 2019-08-06 07:00 | 43683.2917 | 0.34048 | 0.14677
2019-08-06 08:00 | 43683.3333 | 0.06469 | 0.05104 | 2019-08-06 08:00 | 43683.3333 | 0.29032 | 0.12832
2019-08-06 09:00 | 43683.375 | 0.06362 | 0.05165 | 2019-08-06 09:00 | 43683.375 | 0.25519 | 0.1144
2019-08-06 10:00 | 43683.4167 | 0.06442 | 0.05085 | 2019-08-06 10:00 | 43683.4167 | 0.24475 | 0.1119
2019-08-06 11:00 | 43683.4583 | 0.0647 | 0.05162 | 2019-08-06 11:00 | 43683.4583 | 0.24112 | 0.11453
2019-08-06 12:00 | 43683.5 | 0.13123 | 0.05184 | 2019-08-06 12:00 | 43683.5 | 0.24831 | 0.1206
2019-08-06 13:00 | 43683.5417 | 0.13123 | 0.05188 | 2019-08-06 13:00 | 43683.5417 | 0.24896 | 0.12059
2019-08-06 14:00 | 43683.5833 | 0.13037 | 0.05161 | 2019-08-06 14:00 | 43683.5833 | 0.25025 | 0.11964
2019-08-06 15:00 | 43683.625 | 0.12953 | 0.05066 | 2019-08-06 15:00 | 43683.625 | 0.24409 | 0.11452
2019-08-06 16:00 | 43683.6667 | 0.12802 | 0.04998 | 2019-08-06 16:00 | 43683.6667 | 0.24191 | 0.11246
2019-08-06 17:00 | 43683.7083 | 0.12812 | 0.04873 | 2019-08-06 17:00 | 43683.7083 | 0.24379 | 0.1146
2019-08-06 18:00 | 43683.75 | 0.12913 | 0.04886 | 2019-08-06 18:00 | 43683.75 | 0.29077 | 0.14703
2019-08-06 19:00 | 43683.7917 | 0.12888 | 0.04963 | 2019-08-06 19:00 | 43683.7917 | 0.32128 | 0.16739
2019-08-06 20:00 | 43683.8333 | 0.13003 | 0.049 | 2019-08-06 20:00 | 43683.8333 | 0.33455 | 0.17972
2019-08-06 21:00 | 43683.875 | 0.12898 | 0.04994 | 2019-08-06 21:00 | 43683.875 | 0.3316 | 0.17456
2019-08-06 22:00 | 43683.9167 | 0.06091 | 0.04906 | 2019-08-06 22:00 | 43683.9167 | 0.33753 | 0.16741
2019-08-06 23:00 | 43683.9583 | 0.06353 | 0.04734 | 2019-08-06 23:00 | 43683.9583 | 0.35302 | 0.16352
2019-08-07 | 43684 | 0.05954 | 0.04955 | 2019-08-07 | 43684 | 0.35996 | 0.15453
2019-08-07 01:00 | 43684.0417 | 0.05626 | 0.04609 | 2019-08-07 01:00 | 43684.0417 | 0.35462 | 0.13949
2019-08-07 02:00 | 43684.0833 | 0.05463 | 0.04326 | 2019-08-07 02:00 | 43684.0833 | 0.36111 | 0.1346
2019-08-07 03:00 | 43684.125 | 0.05594 | 0.04149 | 2019-08-07 03:00 | 43684.125 | 0.38578 | 0.1413
2019-08-07 04:00 | 43684.1667 | 0.05824 | 0.04254 | 2019-08-07 04:00 | 43684.1667 | 0.40773 | 0.1515
2019-08-07 05:00 | 43684.2083 | 0.06029 | 0.04479 | 2019-08-07 05:00 | 43684.2083 | 0.41375 | 0.15063
2019-08-07 06:00 | 43684.25 | 0.06171 | 0.04679 | 2019-08-07 06:00 | 43684.25 | 0.38953 | 0.1347
2019-08-07 07:00 | 43684.2917 | 0.0642 | 0.04812 | 2019-08-07 07:00 | 43684.2917 | 0.3512 | 0.11467
2019-08-07 08:00 | 43684.3333 | 0.06416 | 0.05115 | 2019-08-07 08:00 | 43684.3333 | 0.2699 | 0.08788
2019-08-07 09:00 | 43684.375 | 0.06382 | 0.05136 | 2019-08-07 09:00 | 43684.375 | 0.22233 | 0.07639
2019-08-07 10:00 | 43684.4167 | 0.06439 | 0.0512 | 2019-08-07 10:00 | 43684.4167 | 0.20243 | 0.07168
2019-08-07 11:00 | 43684.4583 | 0.06485 | 0.05173 | 2019-08-07 11:00 | 43684.4583 | 0.21828 | 0.08599
2019-08-07 12:00 | 43684.5 | 0.13235 | 0.05196 | 2019-08-07 12:00 | 43684.5 | 0.19706 | 0.07826
2019-08-07 13:00 | 43684.5417 | 0.13151 | 0.0528 | 2019-08-07 13:00 | 43684.5417 | 0.18644 | 0.07585
2019-08-07 14:00 | 43684.5833 | 0.13141 | 0.05189 | 2019-08-07 14:00 | 43684.5833 | 0.20839 | 0.0856
2019-08-07 15:00 | 43684.625 | 0.13086 | 0.05142 | 2019-08-07 15:00 | 43684.625 | 0.2374 | 0.10233
2019-08-07 16:00 | 43684.6667 | 0.13057 | 0.05106 | 2019-08-07 16:00 | 43684.6667 | 0.24183 | 0.10665
2019-08-07 17:00 | 43684.7083 | 0.13052 | 0.05102 | 2019-08-07 17:00 | 43684.7083 | 0.24636 | 0.11017
2019-08-07 18:00 | 43684.75 | 0.13125 | 0.05092 | 2019-08-07 18:00 | 43684.75 | 0.26611 | 0.11988
2019-08-07 19:00 | 43684.7917 | 0.13089 | 0.05143 | 2019-08-07 19:00 | 43684.7917 | 0.32743 | 0.16357
2019-08-07 20:00 | 43684.8333 | 0.13206 | 0.05082 | 2019-08-07 20:00 | 43684.8333 | 0.32841 | 0.17042
2019-08-07 21:00 | 43684.875 | 0.13143 | 0.05182 | 2019-08-07 21:00 | 43684.875 | 0.33181 | 0.17466
2019-08-07 22:00 | 43684.9167 | 0.06353 | 0.05109 | 2019-08-07 22:00 | 43684.9167 | 0.3401 | 0.16961
2019-08-07 23:00 | 43684.9583 | 0.06428 | 0.04986 | 2019-08-07 23:00 | 43684.9583 | 0.37432 | 0.16291
2019-08-08 | 43685 | 0.06379 | 0.05029 | 2019-08-08 | 43685 | 0.38741 | 0.15692
2019-08-08 01:00 | 43685.0417 | 0.06083 | 0.04986 | 2019-08-08 01:00 | 43685.0417 | 0.3817 | 0.14132
2019-08-08 02:00 | 43685.0833 | 0.05887 | 0.0473 | 2019-08-08 02:00 | 43685.0833 | 0.37959 | 0.12933
2019-08-08 03:00 | 43685.125 | 0.05765 | 0.04528 | 2019-08-08 03:00 | 43685.125 | 0.38781 | 0.12928
2019-08-08 04:00 | 43685.1667 | 0.05925 | 0.04414 | 2019-08-08 04:00 | 43685.1667 | 0.39708 | 0.13925
2019-08-08 05:00 | 43685.2083 | 0.06192 | 0.0457 | 2019-08-08 05:00 | 43685.2083 | 0.3991 | 0.15211
2019-08-08 06:00 | 43685.25 | 0.06292 | 0.04814 | 2019-08-08 06:00 | 43685.25 | 0.37948 | 0.1531
2019-08-08 07:00 | 43685.2917 | 0.06341 | 0.04914 | 2019-08-08 07:00 | 43685.2917 | 0.39581 | 0.16259
2019-08-08 08:00 | 43685.3333 | 0.06341 | 0.0506 | 2019-08-08 08:00 | 43685.3333 | 0.35584 | 0.15218
2019-08-08 09:00 | 43685.375 | 0.0622 | 0.05074 | 2019-08-08 09:00 | 43685.375 | 0.3671 | 0.13747
2019-08-08 10:00 | 43685.4167 | 0.06122 | 0.04979 | 2019-08-08 10:00 | 43685.4167 | 0.35638 | 0.13476
2019-08-08 11:00 | 43685.4583 | 0.06142 | 0.04902 | 2019-08-08 11:00 | 43685.4583 | 0.36193 | 0.14298
2019-08-08 12:00 | 43685.5 | 0.12912 | 0.04911 | 2019-08-08 12:00 | 43685.5 | 0.36012 | 0.14365
2019-08-08 13:00 | 43685.5417 | 0.12597 | 0.05026 | 2019-08-08 13:00 | 43685.5417 | 0.29745 | 0.13372
2019-08-08 14:00 | 43685.5833 | 0.1244 | 0.04736 | 2019-08-08 14:00 | 43685.5833 | 0.29176 | 0.12761
2019-08-08 15:00 | 43685.625 | 0.12339 | 0.04569 | 2019-08-08 15:00 | 43685.625 | 0.2889 | 0.12561
2019-08-08 16:00 | 43685.6667 | 0.12311 | 0.04503 | 2019-08-08 16:00 | 43685.6667 | 0.29254 | 0.1287
2019-08-08 17:00 | 43685.7083 | 0.12333 | 0.04496 | 2019-08-08 17:00 | 43685.7083 | 0.3513 | 0.13874
2019-08-08 18:00 | 43685.75 | 0.12355 | 0.04499 | 2019-08-08 18:00 | 43685.75 | 0.37987 | 0.15292
2019-08-08 19:00 | 43685.7917 | 0.1248 | 0.04493 | 2019-08-08 19:00 | 43685.7917 | 0.40129 | 0.16613
2019-08-08 20:00 | 43685.8333 | 0.13016 | 0.04563 | 2019-08-08 20:00 | 43685.8333 | 0.40739 | 0.17002
2019-08-08 21:00 | 43685.875 | 0.12752 | 0.05017 | 2019-08-08 21:00 | 43685.875 | 0.36494 | 0.16763
2019-08-08 22:00 | 43685.9167 | 0.06062 | 0.04769 | 2019-08-08 22:00 | 43685.9167 | 0.36571 | 0.15226
2019-08-08 23:00 | 43685.9583 | 0.05506 | 0.04724 | 2019-08-08 23:00 | 43685.9583 | 0.37613 | 0.16197
2019-08-09 | 43686 | 0.05431 | 0.04239 | 2019-08-09 | 43686 | 0.38509 | 0.15499
2019-08-09 01:00 | 43686.0417 | 0.05076 | 0.04159 | 2019-08-09 01:00 | 43686.0417 | 0.37288 | 0.13507
2019-08-09 02:00 | 43686.0833 | 0.05036 | 0.03846 | 2019-08-09 02:00 | 43686.0833 | 0.37261 | 0.12946
2019-08-09 03:00 | 43686.125 | 0.04909 | 0.03767 | 2019-08-09 03:00 | 43686.125 | 0.37748 | 0.12843
2019-08-09 04:00 | 43686.1667 | 0.04971 | 0.03648 | 2019-08-09 04:00 | 43686.1667 | 0.37961 | 0.13052
2019-08-09 05:00 | 43686.2083 | 0.05134 | 0.03715 | 2019-08-09 05:00 | 43686.2083 | 0.38338 | 0.14319
2019-08-09 06:00 | 43686.25 | 0.05423 | 0.03881 | 2019-08-09 06:00 | 43686.25 | 0.38085 | 0.15234
2019-08-09 07:00 | 43686.2917 | 0.05623 | 0.04153 | 2019-08-09 07:00 | 43686.2917 | 0.38681 | 0.15245
2019-08-09 08:00 | 43686.3333 | 0.05656 | 0.04395 | 2019-08-09 08:00 | 43686.3333 | 0.3499 | 0.14509
2019-08-09 09:00 | 43686.375 | 0.05624 | 0.0445 | 2019-08-09 09:00 | 43686.375 | 0.37414 | 0.1396
2019-08-09 10:00 | 43686.4167 | 0.05583 | 0.04444 | 2019-08-09 10:00 | 43686.4167 | 0.35555 | 0.1296
2019-08-09 11:00 | 43686.4583 | 0.05706 | 0.04408 | 2019-08-09 11:00 | 43686.4583 | 0.35927 | 0.1387
2019-08-09 12:00 | 43686.5 | 0.12358 | 0.04502 | 2019-08-09 12:00 | 43686.5 | 0.365 | 0.14439
2019-08-09 13:00 | 43686.5417 | 0.1232 | 0.04525 | 2019-08-09 13:00 | 43686.5417 | 0.29481 | 0.12485
2019-08-09 14:00 | 43686.5833 | 0.12142 | 0.04471 | 2019-08-09 14:00 | 43686.5833 | 0.29377 | 0.12364
2019-08-09 15:00 | 43686.625 | 0.12036 | 0.0429 | 2019-08-09 15:00 | 43686.625 | 0.29007 | 0.12043
2019-08-09 16:00 | 43686.6667 | 0.12023 | 0.04209 | 2019-08-09 16:00 | 43686.6667 | 0.29995 | 0.12667
2019-08-09 17:00 | 43686.7083 | 0.1216 | 0.04209 | 2019-08-09 17:00 | 43686.7083 | 0.37177 | 0.14659
2019-08-09 18:00 | 43686.75 | 0.12364 | 0.04351 | 2019-08-09 18:00 | 43686.75 | 0.38571 | 0.15206
2019-08-09 19:00 | 43686.7917 | 0.12913 | 0.04501 | 2019-08-09 19:00 | 43686.7917 | 0.41183 | 0.16384
2019-08-09 20:00 | 43686.8333 | 0.13369 | 0.04924 | 2019-08-09 20:00 | 43686.8333 | 0.41915 | 0.16977
2019-08-09 21:00 | 43686.875 | 0.13388 | 0.05302 | 2019-08-09 21:00 | 43686.875 | 0.38025 | 0.16919
2019-08-09 22:00 | 43686.9167 | 0.0653 | 0.05301 | 2019-08-09 22:00 | 43686.9167 | 0.39686 | 0.16192
2019-08-09 23:00 | 43686.9583 | 0.063 | 0.05124 | 2019-08-09 23:00 | 43686.9583 | 0.36693 | 0.1554
2019-08-10 | 43687 | 0.05955 | 0.04861 | 2019-08-10 | 43687 | 0.37779 | 0.14964
2019-08-10 01:00 | 43687.0417 | 0.05814 | 0.04572 | 2019-08-10 01:00 | 43687.0417 | 0.37879 | 0.14196
2019-08-10 02:00 | 43687.0833 | 0.05709 | 0.04438 | 2019-08-10 02:00 | 43687.0833 | 0.37336 | 0.12958
2019-08-10 03:00 | 43687.125 | 0.05678 | 0.04363 | 2019-08-10 03:00 | 43687.125 | 0.39609 | 0.1413
2019-08-10 04:00 | 43687.1667 | 0.05647 | 0.04339 | 2019-08-10 04:00 | 43687.1667 | 0.40353 | 0.14402
2019-08-10 05:00 | 43687.2083 | 0.05534 | 0.04315 | 2019-08-10 05:00 | 43687.2083 | 0.39065 | 0.1421
2019-08-10 06:00 | 43687.25 | 0.05788 | 0.04235 | 2019-08-10 06:00 | 43687.25 | 0.38221 | 0.14945
2019-08-10 07:00 | 43687.2917 | 0.05847 | 0.04379 | 2019-08-10 07:00 | 43687.2917 | 0.39107 | 0.15206
2019-08-10 08:00 | 43687.3333 | 0.06086 | 0.04505 | 2019-08-10 08:00 | 43687.3333 | 0.36675 | 0.15273
2019-08-10 09:00 | 43687.375 | 0.05861 | 0.04769 | 2019-08-10 09:00 | 43687.375 | 0.39242 | 0.14868
2019-08-10 10:00 | 43687.4167 | 0.05866 | 0.04624 | 2019-08-10 10:00 | 43687.4167 | 0.35923 | 0.13357
2019-08-10 11:00 | 43687.4583 | 0.05975 | 0.04636 | 2019-08-10 11:00 | 43687.4583 | 0.34245 | 0.1237
2019-08-10 12:00 | 43687.5 | 0.12707 | 0.04717 | 2019-08-10 12:00 | 43687.5 | 0.3397 | 0.1237
2019-08-10 13:00 | 43687.5417 | 0.12674 | 0.04778 | 2019-08-10 13:00 | 43687.5417 | 0.2915 | 0.1237
2019-08-10 14:00 | 43687.5833 | 0.12552 | 0.04727 | 2019-08-10 14:00 | 43687.5833 | 0.28918 | 0.1216
2019-08-10 15:00 | 43687.625 | 0.12403 | 0.0459 | 2019-08-10 15:00 | 43687.625 | 0.29458 | 0.1237
2019-08-10 16:00 | 43687.6667 | 0.12307 | 0.04465 | 2019-08-10 16:00 | 43687.6667 | 0.30825 | 0.13561
2019-08-10 17:00 | 43687.7083 | 0.12293 | 0.04396 | 2019-08-10 17:00 | 43687.7083 | 0.37649 | 0.14868
2019-08-10 18:00 | 43687.75 | 0.12458 | 0.04389 | 2019-08-10 18:00 | 43687.75 | 0.391 | 0.15275
2019-08-10 19:00 | 43687.7917 | 0.12937 | 0.04501 | 2019-08-10 19:00 | 43687.7917 | 0.41551 | 0.1661
2019-08-10 20:00 | 43687.8333 | 0.13177 | 0.04882 | 2019-08-10 20:00 | 43687.8333 | 0.42366 | 0.17128
2019-08-10 21:00 | 43687.875 | 0.13107 | 0.0508 | 2019-08-10 21:00 | 43687.875 | 0.3793 | 0.16961
2019-08-10 22:00 | 43687.9167 | 0.06137 | 0.05004 | 2019-08-10 22:00 | 43687.9167 | 0.39418 | 0.16355
2019-08-10 23:00 | 43687.9583 | 0.06151 | 0.04721 | 2019-08-10 23:00 | 43687.9583 | 0.38566 | 0.16388
2019-08-11 | 43688 | 0.05952 | 0.04704 | 2019-08-11 | 43688 | 0.39497 | 0.15711
2019-08-11 01:00 | 43688.0417 | 0.05603 | 0.04533 | 2019-08-11 01:00 | 43688.0417 | 0.3967 | 0.14954
2019-08-11 02:00 | 43688.0833 | 0.05426 | 0.04227 | 2019-08-11 02:00 | 43688.0833 | 0.39283 | 0.1396
2019-08-11 03:00 | 43688.125 | 0.05312 | 0.04069 | 2019-08-11 03:00 | 43688.125 | 0.39941 | 0.1396
2019-08-11 04:00 | 43688.1667 | 0.05303 | 0.03969 | 2019-08-11 04:00 | 43688.1667 | 0.40313 | 0.1437
2019-08-11 05:00 | 43688.2083 | 0.05255 | 0.03968 | 2019-08-11 05:00 | 43688.2083 | 0.39378 | 0.15036
2019-08-11 06:00 | 43688.25 | 0.05123 | 0.03936 | 2019-08-11 06:00 | 43688.25 | 0.39007 | 0.16033
2019-08-11 07:00 | 43688.2917 | 0.052 | 0.03818 | 2019-08-11 07:00 | 43688.2917 | 0.39493 | 0.16031
2019-08-11 08:00 | 43688.3333 | 0.05505 | 0.03937 | 2019-08-11 08:00 | 43688.3333 | 0.3611 | 0.15747
2019-08-11 09:00 | 43688.375 | 0.05455 | 0.04253 | 2019-08-11 09:00 | 43688.375 | 0.38182 | 0.1498
2019-08-11 10:00 | 43688.4167 | 0.05647 | 0.04253 | 2019-08-11 10:00 | 43688.4167 | 0.36119 | 0.13985
2019-08-11 11:00 | 43688.4583 | 0.05735 | 0.04354 | 2019-08-11 11:00 | 43688.4583 | 0.35784 | 0.13952
2019-08-11 12:00 | 43688.5 | 0.12443 | 0.04417 | 2019-08-11 12:00 | 43688.5 | 0.35902 | 0.14485
2019-08-11 13:00 | 43688.5417 | 0.12283 | 0.04462 | 2019-08-11 13:00 | 43688.5417 | 0.28904 | 0.12606
2019-08-11 14:00 | 43688.5833 | 0.11941 | 0.04317 | 2019-08-11 14:00 | 43688.5833 | 0.28382 | 0.1222
2019-08-11 15:00 | 43688.625 | 0.11729 | 0.03999 | 2019-08-11 15:00 | 43688.625 | 0.28579 | 0.1228
2019-08-11 16:00 | 43688.6667 | 0.11674 | 0.03814 | 2019-08-11 16:00 | 43688.6667 | 0.30336 | 0.13667
2019-08-11 17:00 | 43688.7083 | 0.11681 | 0.03768 | 2019-08-11 17:00 | 43688.7083 | 0.3688 | 0.14962
2019-08-11 18:00 | 43688.75 | 0.11872 | 0.0377 | 2019-08-11 18:00 | 43688.75 | 0.38693 | 0.15788
2019-08-11 19:00 | 43688.7917 | 0.12175 | 0.03928 | 2019-08-11 19:00 | 43688.7917 | 0.41018 | 0.16972
2019-08-11 20:00 | 43688.8333 | 0.12835 | 0.04184 | 2019-08-11 20:00 | 43688.8333 | 0.4217 | 0.17579
2019-08-11 21:00 | 43688.875 | 0.1315 | 0.04782 | 2019-08-11 21:00 | 43688.875 | 0.38002 | 0.1729
2019-08-11 22:00 | 43688.9167 | 0.05953 | 0.05069 | 2019-08-11 22:00 | 43688.9167 | 0.39073 | 0.16699
2019-08-11 23:00 | 43688.9583 | 0.05469 | 0.04572 | 2019-08-11 23:00 | 43688.9583 | 0.40806 | 0.17567
2019-08-12 | 43689 | 0.05028 | 0.04154 | 2019-08-12 | 43689 | 0.413 | 0.16199
2019-08-12 01:00 | 43689.0417 | 0.04907 | 0.03761 | 2019-08-12 01:00 | 43689.0417 | 0.42302 | 0.15343
2019-08-12 02:00 | 43689.0833 | 0.04851 | 0.03618 | 2019-08-12 02:00 | 43689.0833 | 0.43262 | 0.14998
2019-08-12 03:00 | 43689.125 | 0.04828 | 0.03592 | 2019-08-12 03:00 | 43689.125 | 0.44023 | 0.14997
2019-08-12 04:00 | 43689.1667 | 0.04968 | 0.03575 | 2019-08-12 04:00 | 43689.1667 | 0.445 | 0.1529
2019-08-12 05:00 | 43689.2083 | 0.05164 | 0.03617 | 2019-08-12 05:00 | 43689.2083 | 0.42819 | 0.16393
2019-08-12 06:00 | 43689.25 | 0.05413 | 0.03815 | 2019-08-12 06:00 | 43689.25 | 0.42083 | 0.17567
2019-08-12 07:00 | 43689.2917 | 0.05542 | 0.04094 | 2019-08-12 07:00 | 43689.2917 | 0.42527 | 0.17567
2019-08-12 08:00 | 43689.3333 | 0.0577 | 0.04296 | 2019-08-12 08:00 | 43689.3333 | 0.38795 | 0.16803
2019-08-12 09:00 | 43689.375 | 0.05652 | 0.04538 | 2019-08-12 09:00 | 43689.375 | 0.4103 | 0.16088
2019-08-12 10:00 | 43689.4167 | 0.05655 | 0.04451 | 2019-08-12 10:00 | 43689.4167 | 0.38846 | 0.1477
2019-08-12 11:00 | 43689.4583 | 0.05798 | 0.04458 | 2019-08-12 11:00 | 43689.4583 | 0.38531 | 0.15065
2019-08-12 12:00 | 43689.5 | 0.12709 | 0.04573 | 2019-08-12 12:00 | 43689.5 | 0.38915 | 0.1567
2019-08-12 13:00 | 43689.5417 | 0.12631 | 0.04818 | 2019-08-12 13:00 | 43689.5417 | 0.32505 | 0.1427
2019-08-12 14:00 | 43689.5833 | 0.12559 | 0.04719 | 2019-08-12 14:00 | 43689.5833 | 0.30678 | 0.1273
2019-08-12 15:00 | 43689.625 | 0.12478 | 0.04625 | 2019-08-12 15:00 | 43689.625 | 0.30643 | 0.12443
2019-08-12 16:00 | 43689.6667 | 0.12534 | 0.04571 | 2019-08-12 16:00 | 43689.6667 | 0.31331 | 0.1289
2019-08-12 17:00 | 43689.7083 | 0.1248 | 0.04628 | 2019-08-12 17:00 | 43689.7083 | 0.38209 | 0.14441
2019-08-12 18:00 | 43689.75 | 0.12474 | 0.04597 | 2019-08-12 18:00 | 43689.75 | 0.41068 | 0.16398
2019-08-12 19:00 | 43689.7917 | 0.12636 | 0.04557 | 2019-08-12 19:00 | 43689.7917 | 0.43508 | 0.1763
2019-08-12 20:00 | 43689.8333 | 0.12998 | 0.04664 | 2019-08-12 20:00 | 43689.8333 | 0.45315 | 0.18238
2019-08-12 21:00 | 43689.875 | 0.12821 | 0.04978 | 2019-08-12 21:00 | 43689.875 | 0.41009 | 0.1796
2019-08-12 22:00 | 43689.9167 | 0.05653 | 0.04813 | 2019-08-12 22:00 | 43689.9167 | 0.42169 | 0.1763
2019-08-12 23:00 | 43689.9583 | 0.05106 | 0.04338 | 2019-08-12 23:00 | 43689.9583 | 0.4301 | 0.17452
2019-08-13 | 43690 | 0.04852 | 0.03824 | 2019-08-13 | 43690 | 0.44344 | 0.16814
2019-08-13 01:00 | 43690.0417 | 0.04714 | 0.03609 | 2019-08-13 01:00 | 43690.0417 | 0.46364 | 0.16418
2019-08-13 02:00 | 43690.0833 | 0.04679 | 0.03489 | 2019-08-13 02:00 | 43690.0833 | 0.4735 | 0.15924
2019-08-13 03:00 | 43690.125 | 0.04676 | 0.03478 | 2019-08-13 03:00 | 43690.125 | 0.48478 | 0.15921
2019-08-13 04:00 | 43690.1667 | 0.0477 | 0.03474 | 2019-08-13 04:00 | 43690.1667 | 0.48948 | 0.15795
2019-08-13 05:00 | 43690.2083 | 0.04979 | 0.03488 | 2019-08-13 05:00 | 43690.2083 | 0.48857 | 0.15922
2019-08-13 06:00 | 43690.25 | 0.05119 | 0.03676 | 2019-08-13 06:00 | 43690.25 | 0.48341 | 0.15765
2019-08-13 07:00 | 43690.2917 | 0.05444 | 0.03829 | 2019-08-13 07:00 | 43690.2917 | 0.44721 | 0.15786
2019-08-13 08:00 | 43690.3333 | 0.05638 | 0.04237 | 2019-08-13 08:00 | 43690.3333 | 0.40942 | 0.16176
2019-08-13 09:00 | 43690.375 | 0.05678 | 0.04432 | 2019-08-13 09:00 | 43690.375 | 0.37722 | 0.15906
2019-08-13 10:00 | 43690.4167 | 0.05811 | 0.04485 | 2019-08-13 10:00 | 43690.4167 | 0.30979 | 0.12772
2019-08-13 11:00 | 43690.4583 | 0.05954 | 0.04606 | 2019-08-13 11:00 | 43690.4583 | 0.30604 | 0.14732
2019-08-13 12:00 | 43690.5 | 0.12702 | 0.04732 | 2019-08-13 12:00 | 43690.5 | 0.28208 | 0.1357
2019-08-13 13:00 | 43690.5417 | 0.12733 | 0.04829 | 2019-08-13 13:00 | 43690.5417 | 0.2604 | 0.11876
2019-08-13 14:00 | 43690.5833 | 0.12614 | 0.04829 | 2019-08-13 14:00 | 43690.5833 | 0.25978 | 0.11872
2019-08-13 15:00 | 43690.625 | 0.12555 | 0.04705 | 2019-08-13 15:00 | 43690.625 | 0.26108 | 0.11785
2019-08-13 16:00 | 43690.6667 | 0.12515 | 0.04664 | 2019-08-13 16:00 | 43690.6667 | 0.26105 | 0.11785
2019-08-13 17:00 | 43690.7083 | 0.12449 | 0.04629 | 2019-08-13 17:00 | 43690.7083 | 0.26441 | 0.1196
2019-08-13 18:00 | 43690.75 | 0.12367 | 0.04579 | 2019-08-13 18:00 | 43690.75 | 0.31855 | 0.15553
2019-08-13 19:00 | 43690.7917 | 0.12567 | 0.04493 | 2019-08-13 19:00 | 43690.7917 | 0.34133 | 0.16979
2019-08-13 20:00 | 43690.8333 | 0.1286 | 0.04632 | 2019-08-13 20:00 | 43690.8333 | 0.34672 | 0.17894
2019-08-13 21:00 | 43690.875 | 0.12603 | 0.0488 | 2019-08-13 21:00 | 43690.875 | 0.35353 | 0.1802
2019-08-13 22:00 | 43690.9167 | 0.05644 | 0.04664 | 2019-08-13 22:00 | 43690.9167 | 0.37197 | 0.17931
2019-08-13 23:00 | 43690.9583 | 0.05969 | 0.04344 | 2019-08-13 23:00 | 43690.9583 | 0.40956 | 0.19054
2019-08-14 | 43691 | 0.05505 | 0.04635 | 2019-08-14 | 43691 | 0.42606 | 0.18881
2019-08-14 01:00 | 43691.0417 | 0.05259 | 0.04241 | 2019-08-14 01:00 | 43691.0417 | 0.44261 | 0.18521
2019-08-14 02:00 | 43691.0833 | 0.05255 | 0.03986 | 2019-08-14 02:00 | 43691.0833 | 0.46141 | 0.18429
2019-08-14 03:00 | 43691.125 | 0.05087 | 0.04023 | 2019-08-14 03:00 | 43691.125 | 0.47479 | 0.18283
2019-08-14 04:00 | 43691.1667 | 0.05546 | 0.03873 | 2019-08-14 04:00 | 43691.1667 | 0.48167 | 0.18209
2019-08-14 05:00 | 43691.2083 | 0.0576 | 0.04229 | 2019-08-14 05:00 | 43691.2083 | 0.48081 | 0.18056
2019-08-14 06:00 | 43691.25 | 0.05913 | 0.04433 | 2019-08-14 06:00 | 43691.25 | 0.47021 | 0.16817
2019-08-14 07:00 | 43691.2917 | 0.05976 | 0.04586 | 2019-08-14 07:00 | 43691.2917 | 0.41985 | 0.15853
2019-08-14 08:00 | 43691.3333 | 0.06046 | 0.04731 | 2019-08-14 08:00 | 43691.3333 | 0.31864 | 0.12475
2019-08-14 09:00 | 43691.375 | 0.05959 | 0.04814 | 2019-08-14 09:00 | 43691.375 | 0.27228 | 0.11448
2019-08-14 10:00 | 43691.4167 | 0.05928 | 0.04754 | 2019-08-14 10:00 | 43691.4167 | 0.25191 | 0.1119
2019-08-14 11:00 | 43691.4583 | 0.05966 | 0.04718 | 2019-08-14 11:00 | 43691.4583 | 0.24215 | 0.11093
2019-08-14 12:00 | 43691.5 | 0.12631 | 0.04743 | 2019-08-14 12:00 | 43691.5 | 0.23852 | 0.11094
2019-08-14 13:00 | 43691.5417 | 0.12565 | 0.04772 | 2019-08-14 13:00 | 43691.5417 | 0.23408 | 0.10947
2019-08-14 14:00 | 43691.5833 | 0.12438 | 0.04698 | 2019-08-14 14:00 | 43691.5833 | 0.22839 | 0.10279
2019-08-14 15:00 | 43691.625 | 0.12447 | 0.04557 | 2019-08-14 15:00 | 43691.625 | 0.20598 | 0.09093
2019-08-14 16:00 | 43691.6667 | 0.125 | 0.04579 | 2019-08-14 16:00 | 43691.6667 | 0.20361 | 0.0902
2019-08-14 17:00 | 43691.7083 | 0.12559 | 0.04635 | 2019-08-14 17:00 | 43691.7083 | 0.21581 | 0.09638
2019-08-14 18:00 | 43691.75 | 0.12591 | 0.04681 | 2019-08-14 18:00 | 43691.75 | 0.24128 | 0.11481
2019-08-14 19:00 | 43691.7917 | 0.12653 | 0.04692 | 2019-08-14 19:00 | 43691.7917 | 0.34279 | 0.18262
2019-08-14 20:00 | 43691.8333 | 0.12747 | 0.04721 | 2019-08-14 20:00 | 43691.8333 | 0.35102 | 0.19698
2019-08-14 21:00 | 43691.875 | 0.12657 | 0.04805 | 2019-08-14 21:00 | 43691.875 | 0.35389 | 0.19955
2019-08-14 22:00 | 43691.9167 | 0.05886 | 0.04707 | 2019-08-14 22:00 | 43691.9167 | 0.35748 | 0.18902
2019-08-14 23:00 | 43691.9583 | 0.05963 | 0.04583 | 2019-08-14 23:00 | 43691.9583 | 0.37376 | 0.17714
2019-08-15 | 43692 | 0.05684 | 0.04569 | 2019-08-15 | 43692 | 0.38333 | 0.16994
2019-08-15 01:00 | 43692.0417 | 0.05339 | 0.04315 | 2019-08-15 01:00 | 43692.0417 | 0.38051 | 0.16015
2019-08-15 02:00 | 43692.0833 | 0.05017 | 0.0402 | 2019-08-15 02:00 | 43692.0833 | 0.36166 | 0.13642
2019-08-15 03:00 | 43692.125 | 0.04931 | 0.03737 | 2019-08-15 03:00 | 43692.125 | 0.35425 | 0.12462
2019-08-15 04:00 | 43692.1667 | 0.04909 | 0.03667 | 2019-08-15 04:00 | 43692.1667 | 0.35546 | 0.12492
2019-08-15 05:00 | 43692.2083 | 0.0492 | 0.03657 | 2019-08-15 05:00 | 43692.2083 | 0.39948 | 0.15636
2019-08-15 06:00 | 43692.25 | 0.04929 | 0.03679 | 2019-08-15 06:00 | 43692.25 | 0.395 | 0.15739
2019-08-15 07:00 | 43692.2917 | 0.05185 | 0.03684 | 2019-08-15 07:00 | 43692.2917 | 0.36829 | 0.15588
2019-08-15 08:00 | 43692.3333 | 0.05297 | 0.0393 | 2019-08-15 08:00 | 43692.3333 | 0.30652 | 0.14565
2019-08-15 09:00 | 43692.375 | 0.05211 | 0.03998 | 2019-08-15 09:00 | 43692.375 | 0.24887 | 0.11876
2019-08-15 10:00 | 43692.4167 | 0.05207 | 0.03952 | 2019-08-15 10:00 | 43692.4167 | 0.22774 | 0.1092
2019-08-15 11:00 | 43692.4583 | 0.05396 | 0.03956 | 2019-08-15 11:00 | 43692.4583 | 0.22898 | 0.11455
2019-08-15 12:00 | 43692.5 | 0.12184 | 0.04112 | 2019-08-15 12:00 | 43692.5 | 0.23223 | 0.11954
2019-08-15 13:00 | 43692.5417 | 0.12128 | 0.04216 | 2019-08-15 13:00 | 43692.5417 | 0.23407 | 0.11857
2019-08-15 14:00 | 43692.5833 | 0.11978 | 0.04157 | 2019-08-15 14:00 | 43692.5833 | 0.23933 | 0.1186
2019-08-15 15:00 | 43692.625 | 0.11854 | 0.04005 | 2019-08-15 15:00 | 43692.625 | 0.23339 | 0.1146
2019-08-15 16:00 | 43692.6667 | 0.11777 | 0.03903 | 2019-08-15 16:00 | 43692.6667 | 0.22969 | 0.1127
2019-08-15 17:00 | 43692.7083 | 0.11763 | 0.03841 | 2019-08-15 17:00 | 43692.7083 | 0.23431 | 0.11908
2019-08-15 18:00 | 43692.75 | 0.11842 | 0.03829 | 2019-08-15 18:00 | 43692.75 | 0.31625 | 0.16524
2019-08-15 19:00 | 43692.7917 | 0.1213 | 0.03884 | 2019-08-15 19:00 | 43692.7917 | 0.33824 | 0.17901
2019-08-15 20:00 | 43692.8333 | 0.12824 | 0.04128 | 2019-08-15 20:00 | 43692.8333 | 0.3519 | 0.19385
2019-08-15 21:00 | 43692.875 | 0.12802 | 0.04754 | 2019-08-15 21:00 | 43692.875 | 0.35506 | 0.19459
2019-08-15 22:00 | 43692.9167 | 0.05797 | 0.04754 | 2019-08-15 22:00 | 43692.9167 | 0.35752 | 0.18419
2019-08-15 23:00 | 43692.9583 | 0.05915 | 0.04426 | 2019-08-15 23:00 | 43692.9583 | 0.38171 | 0.17578
2019-08-16 | 43693 | 0.05705 | 0.04576 | 2019-08-16 | 43693 | 0.39121 | 0.16482
2019-08-16 01:00 | 43693.0417 | 0.05745 | 0.0438 | 2019-08-16 01:00 | 43693.0417 | 0.38963 | 0.15888
2019-08-16 02:00 | 43693.0833 | 0.05654 | 0.04379 | 2019-08-16 02:00 | 43693.0833 | 0.39897 | 0.1591
2019-08-16 03:00 | 43693.125 | 0.05648 | 0.04339 | 2019-08-16 03:00 | 43693.125 | 0.37303 | 0.14438
2019-08-16 04:00 | 43693.1667 | 0.05745 | 0.0434 | 2019-08-16 04:00 | 43693.1667 | 0.35924 | 0.1424
2019-08-16 05:00 | 43693.2083 | 0.05458 | 0.04379 | 2019-08-16 05:00 | 43693.2083 | 0.37206 | 0.15655
2019-08-16 06:00 | 43693.25 | 0.05494 | 0.04153 | 2019-08-16 06:00 | 43693.25 | 0.36987 | 0.16785
2019-08-16 07:00 | 43693.2917 | 0.05573 | 0.04219 | 2019-08-16 07:00 | 43693.2917 | 0.37668 | 0.16956
2019-08-16 08:00 | 43693.3333 | 0.05685 | 0.04365 | 2019-08-16 08:00 | 43693.3333 | 0.32334 | 0.14862
2019-08-16 09:00 | 43693.375 | 0.05642 | 0.04498 | 2019-08-16 09:00 | 43693.375 | 0.31157 | 0.11848
2019-08-16 10:00 | 43693.4167 | 0.05754 | 0.04487 | 2019-08-16 10:00 | 43693.4167 | 0.32233 | 0.13729
2019-08-16 11:00 | 43693.4583 | 0.0589 | 0.04587 | 2019-08-16 11:00 | 43693.4583 | 0.30297 | 0.12448
2019-08-16 12:00 | 43693.5 | 0.12578 | 0.04683 | 2019-08-16 12:00 | 43693.5 | 0.29461 | 0.12048
2019-08-16 13:00 | 43693.5417 | 0.12427 | 0.04729 | 2019-08-16 13:00 | 43693.5417 | 0.23336 | 0.11281
2019-08-16 14:00 | 43693.5833 | 0.12166 | 0.04581 | 2019-08-16 14:00 | 43693.5833 | 0.22532 | 0.10588
2019-08-16 15:00 | 43693.625 | 0.12051 | 0.04332 | 2019-08-16 15:00 | 43693.625 | 0.22542 | 0.10438
2019-08-16 16:00 | 43693.6667 | 0.11971 | 0.04245 | 2019-08-16 16:00 | 43693.6667 | 0.22675 | 0.10588
2019-08-16 17:00 | 43693.7083 | 0.12 | 0.04189 | 2019-08-16 17:00 | 43693.7083 | 0.27855 | 0.10623
2019-08-16 18:00 | 43693.75 | 0.12089 | 0.04205 | 2019-08-16 18:00 | 43693.75 | 0.3016 | 0.11238
2019-08-16 19:00 | 43693.7917 | 0.12356 | 0.04254 | 2019-08-16 19:00 | 43693.7917 | 0.38051 | 0.16054
2019-08-16 20:00 | 43693.8333 | 0.12787 | 0.04438 | 2019-08-16 20:00 | 43693.8333 | 0.40031 | 0.17954
2019-08-16 21:00 | 43693.875 | 0.12728 | 0.04789 | 2019-08-16 21:00 | 43693.875 | 0.36223 | 0.17941
2019-08-16 22:00 | 43693.9167 | 0.05815 | 0.04719 | 2019-08-16 22:00 | 43693.9167 | 0.36906 | 0.16744
2019-08-16 23:00 | 43693.9583 | 0.05871 | 0.04477 | 2019-08-16 23:00 | 43693.9583 | 0.34719 | 0.16974
2019-08-17 | 43694 | 0.05875 | 0.04509 | 2019-08-17 | 43694 | 0.35734 | 0.16467
2019-08-17 01:00 | 43694.0417 | 0.0568 | 0.045 | 2019-08-17 01:00 | 43694.0417 | 0.3574 | 0.15775
2019-08-17 02:00 | 43694.0833 | 0.05619 | 0.04332 | 2019-08-17 02:00 | 43694.0833 | 0.36132 | 0.1551
2019-08-17 03:00 | 43694.125 | 0.05569 | 0.04275 | 2019-08-17 03:00 | 43694.125 | 0.36333 | 0.15408
2019-08-17 04:00 | 43694.1667 | 0.05612 | 0.04234 | 2019-08-17 04:00 | 43694.1667 | 0.37038 | 0.16018
2019-08-17 05:00 | 43694.2083 | 0.05392 | 0.04275 | 2019-08-17 05:00 | 43694.2083 | 0.37505 | 0.16707
2019-08-17 06:00 | 43694.25 | 0.04981 | 0.041 | 2019-08-17 06:00 | 43694.25 | 0.36273 | 0.17141
2019-08-17 07:00 | 43694.2917 | 0.05273 | 0.03755 | 2019-08-17 07:00 | 43694.2917 | 0.38079 | 0.16144
2019-08-17 08:00 | 43694.3333 | 0.05422 | 0.04089 | 2019-08-17 08:00 | 43694.3333 | 0.33004 | 0.14946
2019-08-17 09:00 | 43694.375 | 0.05354 | 0.04174 | 2019-08-17 09:00 | 43694.375 | 0.32253 | 0.12042
2019-08-17 10:00 | 43694.4167 | 0.05542 | 0.04153 | 2019-08-17 10:00 | 43694.4167 | 0.29887 | 0.107
2019-08-17 11:00 | 43694.4583 | 0.05609 | 0.04329 | 2019-08-17 11:00 | 43694.4583 | 0.30063 | 0.11096
2019-08-17 12:00 | 43694.5 | 0.12254 | 0.04374 | 2019-08-17 12:00 | 43694.5 | 0.31634 | 0.12469
2019-08-17 13:00 | 43694.5417 | 0.12064 | 0.04372 | 2019-08-17 13:00 | 43694.5417 | 0.26652 | 0.1232
2019-08-17 14:00 | 43694.5833 | 0.11698 | 0.04189 | 2019-08-17 14:00 | 43694.5833 | 0.24913 | 0.10658
2019-08-17 15:00 | 43694.625 | 0.11529 | 0.03873 | 2019-08-17 15:00 | 43694.625 | 0.24562 | 0.10374
2019-08-17 16:00 | 43694.6667 | 0.11439 | 0.03727 | 2019-08-17 16:00 | 43694.6667 | 0.24346 | 0.10172
2019-08-17 17:00 | 43694.7083 | 0.11449 | 0.03662 | 2019-08-17 17:00 | 43694.7083 | 0.28889 | 0.0991
2019-08-17 18:00 | 43694.75 | 0.11593 | 0.03673 | 2019-08-17 18:00 | 43694.75 | 0.31382 | 0.1085
2019-08-17 19:00 | 43694.7917 | 0.12079 | 0.03772 | 2019-08-17 19:00 | 43694.7917 | 0.37371 | 0.14961
2019-08-17 20:00 | 43694.8333 | 0.12748 | 0.04164 | 2019-08-17 20:00 | 43694.8333 | 0.39435 | 0.16762
2019-08-17 21:00 | 43694.875 | 0.12591 | 0.04712 | 2019-08-17 21:00 | 43694.875 | 0.34151 | 0.1596
2019-08-17 22:00 | 43694.9167 | 0.05299 | 0.04569 | 2019-08-17 22:00 | 43694.9167 | 0.3253 | 0.13686
2019-08-17 23:00 | 43694.9583 | 0.05625 | 0.03993 | 2019-08-17 23:00 | 43694.9583 | 0.31677 | 0.14842
2019-08-18 | 43695 | 0.04971 | 0.04253 | 2019-08-18 | 43695 | 0.31763 | 0.14937
2019-08-18 01:00 | 43695.0417 | 0.04794 | 0.03669 | 2019-08-18 01:00 | 43695.0417 | 0.32045 | 0.14831
2019-08-18 02:00 | 43695.0833 | 0.04752 | 0.03522 | 2019-08-18 02:00 | 43695.0833 | 0.29823 | 0.12441
2019-08-18 03:00 | 43695.125 | 0.04761 | 0.03472 | 2019-08-18 03:00 | 43695.125 | 0.3003 | 0.12439
2019-08-18 04:00 | 43695.1667 | 0.04945 | 0.03481 | 2019-08-18 04:00 | 43695.1667 | 0.3111 | 0.13534
2019-08-18 05:00 | 43695.2083 | 0.04949 | 0.03648 | 2019-08-18 05:00 | 43695.2083 | 0.32814 | 0.15961
2019-08-18 06:00 | 43695.25 | 0.04938 | 0.03649 | 2019-08-18 06:00 | 43695.25 | 0.33241 | 0.16435
2019-08-18 07:00 | 43695.2917 | 0.05055 | 0.03643 | 2019-08-18 07:00 | 43695.2917 | 0.34858 | 0.1635
2019-08-18 08:00 | 43695.3333 | 0.05213 | 0.03768 | 2019-08-18 08:00 | 43695.3333 | 0.29345 | 0.13955
2019-08-18 09:00 | 43695.375 | 0.052 | 0.03975 | 2019-08-18 09:00 | 43695.375 | 0.28498 | 0.10465
2019-08-18 10:00 | 43695.4167 | 0.05242 | 0.03914 | 2019-08-18 10:00 | 43695.4167 | 0.27852 | 0.09981
2019-08-18 11:00 | 43695.4583 | 0.05329 | 0.03975 | 2019-08-18 11:00 | 43695.4583 | 0.28088 | 0.10466
2019-08-18 12:00 | 43695.5 | 0.12119 | 0.04038 | 2019-08-18 12:00 | 43695.5 | 0.28029 | 0.10659
2019-08-18 13:00 | 43695.5417 | 0.12039 | 0.04168 | 2019-08-18 13:00 | 43695.5417 | 0.23243 | 0.10475
2019-08-18 14:00 | 43695.5833 | 0.11699 | 0.04095 | 2019-08-18 14:00 | 43695.5833 | 0.22866 | 0.09879
2019-08-18 15:00 | 43695.625 | 0.116 | 0.0378 | 2019-08-18 15:00 | 43695.625 | 0.22742 | 0.09824
2019-08-18 16:00 | 43695.6667 | 0.11472 | 0.03679 | 2019-08-18 16:00 | 43695.6667 | 0.22829 | 0.09953
2019-08-18 17:00 | 43695.7083 | 0.11431 | 0.03579 | 2019-08-18 17:00 | 43695.7083 | 0.28487 | 0.10438
2019-08-18 18:00 | 43695.75 | 0.11549 | 0.03538 | 2019-08-18 18:00 | 43695.75 | 0.33193 | 0.13714
2019-08-18 19:00 | 43695.7917 | 0.11691 | 0.03627 | 2019-08-18 19:00 | 43695.7917 | 0.38563 | 0.17003
2019-08-18 20:00 | 43695.8333 | 0.12794 | 0.03703 | 2019-08-18 20:00 | 43695.8333 | 0.40679 | 0.1885
2019-08-18 21:00 | 43695.875 | 0.12775 | 0.04705 | 2019-08-18 21:00 | 43695.875 | 0.3534 | 0.17701
2019-08-18 22:00 | 43695.9167 | 0.05517 | 0.04731 | 2019-08-18 22:00 | 43695.9167 | 0.34797 | 0.16735
2019-08-18 23:00 | 43695.9583 | 0.05329 | 0.04179 | 2019-08-18 23:00 | 43695.9583 | 0.30731 | 0.13559
2019-08-19 | 43696 | 0.0487 | 0.04007 | 2019-08-19 | 43696 | 0.28446 | 0.11511
2019-08-19 01:00 | 43696.0417 | 0.04661 | 0.03567 | 2019-08-19 01:00 | 43696.0417 | 0.28339 | 0.10944
2019-08-19 02:00 | 43696.0833 | 0.04663 | 0.03398 | 2019-08-19 02:00 | 43696.0833 | 0.26346 | 0.08972
2019-08-19 03:00 | 43696.125 | 0.04642 | 0.03326 | 2019-08-19 03:00 | 43696.125 | 0.26594 | 0.09127
2019-08-19 04:00 | 43696.1667 | 0.04672 | 0.03317 | 2019-08-19 04:00 | 43696.1667 | 0.26876 | 0.09257
2019-08-19 05:00 | 43696.2083 | 0.04931 | 0.0338 | 2019-08-19 05:00 | 43696.2083 | 0.32786 | 0.14654
2019-08-19 06:00 | 43696.25 | 0.05236 | 0.03565 | 2019-08-19 06:00 | 43696.25 | 0.33206 | 0.15016
2019-08-19 07:00 | 43696.2917 | 0.05379 | 0.03892 | 2019-08-19 07:00 | 43696.2917 | 0.34401 | 0.14952
2019-08-19 08:00 | 43696.3333 | 0.05613 | 0.04191 | 2019-08-19 08:00 | 43696.3333 | 0.27787 | 0.11544
2019-08-19 09:00 | 43696.375 | 0.05655 | 0.04434 | 2019-08-19 09:00 | 43696.375 | 0.27659 | 0.08951
2019-08-19 10:00 | 43696.4167 | 0.05713 | 0.04485 | 2019-08-19 10:00 | 43696.4167 | 0.2736 | 0.0896
2019-08-19 11:00 | 43696.4583 | 0.05902 | 0.04538 | 2019-08-19 11:00 | 43696.4583 | 0.29278 | 0.10641
2019-08-19 12:00 | 43696.5 | 0.12668 | 0.04707 | 2019-08-19 12:00 | 43696.5 | 0.31107 | 0.1196
2019-08-19 13:00 | 43696.5417 | 0.12595 | 0.04816 | 2019-08-19 13:00 | 43696.5417 | 0.26255 | 0.11759
2019-08-19 14:00 | 43696.5833 | 0.12388 | 0.04733 | 2019-08-19 14:00 | 43696.5833 | 0.27704 | 0.12949
2019-08-19 15:00 | 43696.625 | 0.12322 | 0.04526 | 2019-08-19 15:00 | 43696.625 | 0.28534 | 0.13657
2019-08-19 16:00 | 43696.6667 | 0.12101 | 0.04485 | 2019-08-19 16:00 | 43696.6667 | 0.28931 | 0.13871
2019-08-19 17:00 | 43696.7083 | 0.12099 | 0.04303 | 2019-08-19 17:00 | 43696.7083 | 0.35618 | 0.14933
2019-08-19 18:00 | 43696.75 | 0.1203 | 0.04289 | 2019-08-19 18:00 | 43696.75 | 0.37513 | 0.16708
2019-08-19 19:00 | 43696.7917 | 0.12142 | 0.04198 | 2019-08-19 19:00 | 43696.7917 | 0.42213 | 0.19662
2019-08-19 20:00 | 43696.8333 | 0.12694 | 0.04221 | 2019-08-19 20:00 | 43696.8333 | 0.4713 | 0.22978
2019-08-19 21:00 | 43696.875 | 0.12223 | 0.04687 | 2019-08-19 21:00 | 43696.875 | 0.38505 | 0.19959
2019-08-19 22:00 | 43696.9167 | 0.05208 | 0.04286 | 2019-08-19 22:00 | 43696.9167 | 0.36455 | 0.17161
2019-08-19 23:00 | 43696.9583 | 0.04747 | 0.03939 | 2019-08-19 23:00 | 43696.9583 | 0.39218 | 0.17861
2019-08-20 | 43697 | 0.04586 | 0.03541 | 2019-08-20 | 43697 | 0.39868 | 0.17755
2019-08-20 01:00 | 43697.0417 | 0.04527 | 0.03394 | 2019-08-20 01:00 | 43697.0417 | 0.42376 | 0.17696
2019-08-20 02:00 | 43697.0833 | 0.04551 | 0.03319 | 2019-08-20 02:00 | 43697.0833 | 0.4369 | 0.17593
2019-08-20 03:00 | 43697.125 | 0.04524 | 0.03289 | 2019-08-20 03:00 | 43697.125 | 0.44782 | 0.17665
2019-08-20 04:00 | 43697.1667 | 0.04537 | 0.0326 | 2019-08-20 04:00 | 43697.1667 | 0.45607 | 0.17665
2019-08-20 05:00 | 43697.2083 | 0.04704 | 0.03289 | 2019-08-20 05:00 | 43697.2083 | 0.45155 | 0.17755
2019-08-20 06:00 | 43697.25 | 0.04913 | 0.03384 | 2019-08-20 06:00 | 43697.25 | 0.44982 | 0.17437
2019-08-20 07:00 | 43697.2917 | 0.05238 | 0.03613 | 2019-08-20 07:00 | 43697.2917 | 0.42128 | 0.17058
2019-08-20 08:00 | 43697.3333 | 0.05281 | 0.04045 | 2019-08-20 08:00 | 43697.3333 | 0.36776 | 0.16931
2019-08-20 09:00 | 43697.375 | 0.05109 | 0.04094 | 2019-08-20 09:00 | 43697.375 | 0.32196 | 0.15902
2019-08-20 10:00 | 43697.4167 | 0.05305 | 0.03969 | 2019-08-20 10:00 | 43697.4167 | 0.30029 | 0.1496
2019-08-20 11:00 | 43697.4583 | 0.05426 | 0.04147 | 2019-08-20 11:00 | 43697.4583 | 0.3008 | 0.15501
2019-08-20 12:00 | 43697.5 | 0.12458 | 0.04254 | 2019-08-20 12:00 | 43697.5 | 0.30885 | 0.15952
2019-08-20 13:00 | 43697.5417 | 0.12475 | 0.0461 | 2019-08-20 13:00 | 43697.5417 | 0.29733 | 0.15126
2019-08-20 14:00 | 43697.5833 | 0.12355 | 0.0461 | 2019-08-20 14:00 | 43697.5833 | 0.27825 | 0.13292
2019-08-20 15:00 | 43697.625 | 0.12363 | 0.04489 | 2019-08-20 15:00 | 43697.625 | 0.26131 | 0.1196
2019-08-20 16:00 | 43697.6667 | 0.12308 | 0.04503 | 2019-08-20 16:00 | 43697.6667 | 0.26754 | 0.12147
2019-08-20 17:00 | 43697.7083 | 0.12068 | 0.04456 | 2019-08-20 17:00 | 43697.7083 | 0.30574 | 0.14987
2019-08-20 18:00 | 43697.75 | 0.12045 | 0.04252 | 2019-08-20 18:00 | 43697.75 | 0.34749 | 0.16909
2019-08-20 19:00 | 43697.7917 | 0.12094 | 0.0422 | 2019-08-20 19:00 | 43697.7917 | 0.37345 | 0.18609
2019-08-20 20:00 | 43697.8333 | 0.12639 | 0.04232 | 2019-08-20 20:00 | 43697.8333 | 0.42786 | 0.2296
2019-08-20 21:00 | 43697.875 | 0.12156 | 0.04691 | 2019-08-20 21:00 | 43697.875 | 0.42541 | 0.22261
2019-08-20 22:00 | 43697.9167 | 0.05017 | 0.04278 | 2019-08-20 22:00 | 43697.9167 | 0.39685 | 0.1866
2019-08-20 23:00 | 43697.9583 | 0.046 | 0.03792 | 2019-08-20 23:00 | 43697.9583 | 0.4507 | 0.20449
2019-08-21 | 43698 | 0.04477 | 0.03412 | 2019-08-21 | 43698 | 0.46111 | 0.19253
2019-08-21 01:00 | 43698.0417 | 0.04389 | 0.03289 | 2019-08-21 01:00 | 43698.0417 | 0.47199 | 0.18847
2019-08-21 02:00 | 43698.0833 | 0.04396 | 0.03202 | 2019-08-21 02:00 | 43698.0833 | 0.48393 | 0.18422
2019-08-21 03:00 | 43698.125 | 0.04405 | 0.03153 | 2019-08-21 03:00 | 43698.125 | 0.49641 | 0.18107
2019-08-21 04:00 | 43698.1667 | 0.04503 | 0.03159 | 2019-08-21 04:00 | 43698.1667 | 0.50329 | 0.17918
2019-08-21 05:00 | 43698.2083 | 0.04653 | 0.03263 | 2019-08-21 05:00 | 43698.2083 | 0.49751 | 0.18074
2019-08-21 06:00 | 43698.25 | 0.04779 | 0.03377 | 2019-08-21 06:00 | 43698.25 | 0.50534 | 0.18049
2019-08-21 07:00 | 43698.2917 | 0.05216 | 0.03532 | 2019-08-21 07:00 | 43698.2917 | 0.47931 | 0.17455
2019-08-21 08:00 | 43698.3333 | 0.05476 | 0.04027 | 2019-08-21 08:00 | 43698.3333 | 0.3813 | 0.17367
2019-08-21 09:00 | 43698.375 | 0.05445 | 0.04276 | 2019-08-21 09:00 | 43698.375 | 0.2951 | 0.1345
2019-08-21 10:00 | 43698.4167 | 0.05649 | 0.04271 | 2019-08-21 10:00 | 43698.4167 | 0.24039 | 0.10452
2019-08-21 11:00 | 43698.4583 | 0.05836 | 0.04471 | 2019-08-21 11:00 | 43698.4583 | 0.23191 | 0.10642
2019-08-21 12:00 | 43698.5 | 0.12564 | 0.04622 | 2019-08-21 12:00 | 43698.5 | 0.22872 | 0.10452
2019-08-21 13:00 | 43698.5417 | 0.1258 | 0.047 | 2019-08-21 13:00 | 43698.5417 | 0.21378 | 0.09252
2019-08-21 14:00 | 43698.5833 | 0.12493 | 0.04699 | 2019-08-21 14:00 | 43698.5833 | 0.19445 | 0.0777
2019-08-21 15:00 | 43698.625 | 0.12477 | 0.04601 | 2019-08-21 15:00 | 43698.625 | 0.18103 | 0.07063
2019-08-21 16:00 | 43698.6667 | 0.12463 | 0.046 | 2019-08-21 16:00 | 43698.6667 | 0.12537 | 0.02453
2019-08-21 17:00 | 43698.7083 | 0.12325 | 0.04601 | 2019-08-21 17:00 | 43698.7083 | 0.17602 | 0.05676
2019-08-21 18:00 | 43698.75 | 0.12344 | 0.04477 | 2019-08-21 18:00 | 43698.75 | 0.21377 | 0.07369
2019-08-21 19:00 | 43698.7917 | 0.12397 | 0.04478 | 2019-08-21 19:00 | 43698.7917 | 0.30553 | 0.1446
2019-08-21 20:00 | 43698.8333 | 0.12658 | 0.04501 | 2019-08-21 20:00 | 43698.8333 | 0.34722 | 0.18226
2019-08-21 21:00 | 43698.875 | 0.12352 | 0.04726 | 2019-08-21 21:00 | 43698.875 | 0.34612 | 0.18224
2019-08-21 22:00 | 43698.9167 | 0.05343 | 0.04449 | 2019-08-21 22:00 | 43698.9167 | 0.35417 | 0.17651
2019-08-21 23:00 | 43698.9583 | 0.05391 | 0.04104 | 2019-08-21 23:00 | 43698.9583 | 0.40181 | 0.20733
2019-08-22 | 43699 | 0.04486 | 0.04127 | 2019-08-22 | 43699 | 0.3973 | 0.18449
2019-08-22 01:00 | 43699.0417 | 0.04365 | 0.03326 | 2019-08-22 01:00 | 43699.0417 | 0.38774 | 0.17105
2019-08-22 02:00 | 43699.0833 | 0.04373 | 0.03205 | 2019-08-22 02:00 | 43699.0833 | 0.3733 | 0.14952
2019-08-22 03:00 | 43699.125 | 0.04351 | 0.03159 | 2019-08-22 03:00 | 43699.125 | 0.37172 | 0.1452
2019-08-22 04:00 | 43699.1667 | 0.04347 | 0.03142 | 2019-08-22 04:00 | 43699.1667 | 0.38088 | 0.15289
2019-08-22 05:00 | 43699.2083 | 0.04542 | 0.03149 | 2019-08-22 05:00 | 43699.2083 | 0.40607 | 0.18257
2019-08-22 06:00 | 43699.25 | 0.04957 | 0.03316 | 2019-08-22 06:00 | 43699.25 | 0.41539 | 0.20907
2019-08-22 07:00 | 43699.2917 | 0.05205 | 0.03713 | 2019-08-22 07:00 | 43699.2917 | 0.41959 | 0.20459
2019-08-22 08:00 | 43699.3333 | 0.05306 | 0.04023 | 2019-08-22 08:00 | 43699.3333 | 0.37058 | 0.18544
2019-08-22 09:00 | 43699.375 | 0.05272 | 0.04128 | 2019-08-22 09:00 | 43699.375 | 0.35694 | 0.14959
2019-08-22 10:00 | 43699.4167 | 0.05403 | 0.04121 | 2019-08-22 10:00 | 43699.4167 | 0.32981 | 0.12497
2019-08-22 11:00 | 43699.4583 | 0.05541 | 0.04236 | 2019-08-22 11:00 | 43699.4583 | 0.3323 | 0.1319
2019-08-22 12:00 | 43699.5 | 0.12384 | 0.04361 | 2019-08-22 12:00 | 43699.5 | 0.36293 | 0.15972
2019-08-22 13:00 | 43699.5417 | 0.12346 | 0.04555 | 2019-08-22 13:00 | 43699.5417 | 0.31307 | 0.15869
2019-08-22 14:00 | 43699.5833 | 0.12317 | 0.04508 | 2019-08-22 14:00 | 43699.5833 | 0.29252 | 0.1405
2019-08-22 15:00 | 43699.625 | 0.12296 | 0.04449 | 2019-08-22 15:00 | 43699.625 | 0.29178 | 0.1396
2019-08-22 16:00 | 43699.6667 | 0.12288 | 0.04454 | 2019-08-22 16:00 | 43699.6667 | 0.29193 | 0.1375
2019-08-22 17:00 | 43699.7083 | 0.12298 | 0.04473 | 2019-08-22 17:00 | 43699.7083 | 0.38115 | 0.17456
2019-08-22 18:00 | 43699.75 | 0.12356 | 0.04469 | 2019-08-22 18:00 | 43699.75 | 0.43034 | 0.20734
2019-08-22 19:00 | 43699.7917 | 0.124 | 0.04485 | 2019-08-22 19:00 | 43699.7917 | 0.46531 | 0.22289
2019-08-22 20:00 | 43699.8333 | 0.1262 | 0.04495 | 2019-08-22 20:00 | 43699.8333 | 0.49639 | 0.2496
2019-08-22 21:00 | 43699.875 | 0.12446 | 0.04681 | 2019-08-22 21:00 | 43699.875 | 0.43215 | 0.22943
2019-08-22 22:00 | 43699.9167 | 0.05618 | 0.04512 | 2019-08-22 22:00 | 43699.9167 | 0.41876 | 0.20919
2019-08-22 23:00 | 43699.9583 | 0.05341 | 0.0432 | 2019-08-22 23:00 | 43699.9583 | 0.47128 | 0.19198
2019-08-23 | 43700 | 0.0464 | 0.04088 | 2019-08-23 | 43700 | 0.46671 | 0.17405
2019-08-23 01:00 | 43700.0417 | 0.04786 | 0.03472 | 2019-08-23 01:00 | 43700.0417 | 0.45071 | 0.14947
2019-08-23 02:00 | 43700.0833 | 0.04625 | 0.03575 | 2019-08-23 02:00 | 43700.0833 | 0.4663 | 0.14803
2019-08-23 03:00 | 43700.125 | 0.04564 | 0.03379 | 2019-08-23 03:00 | 43700.125 | 0.47647 | 0.14939
2019-08-23 04:00 | 43700.1667 | 0.0472 | 0.03329 | 2019-08-23 04:00 | 43700.1667 | 0.48607 | 0.15438
2019-08-23 05:00 | 43700.2083 | 0.05223 | 0.0348 | 2019-08-23 05:00 | 43700.2083 | 0.50433 | 0.17991
2019-08-23 06:00 | 43700.25 | 0.0532 | 0.03949 | 2019-08-23 06:00 | 43700.25 | 0.49067 | 0.1842
2019-08-23 07:00 | 43700.2917 | 0.05393 | 0.0406 | 2019-08-23 07:00 | 43700.2917 | 0.49884 | 0.1824
2019-08-23 08:00 | 43700.3333 | 0.05332 | 0.04203 | 2019-08-23 08:00 | 43700.3333 | 0.42396 | 0.1573
2019-08-23 09:00 | 43700.375 | 0.05247 | 0.04173 | 2019-08-23 09:00 | 43700.375 | 0.45664 | 0.1586
2019-08-23 10:00 | 43700.4167 | 0.05299 | 0.04124 | 2019-08-23 10:00 | 43700.4167 | 0.45259 | 0.16235
2019-08-23 11:00 | 43700.4583 | 0.0534 | 0.04173 | 2019-08-23 11:00 | 43700.4583 | 0.46045 | 0.16971
2019-08-23 12:00 | 43700.5 | 0.12124 | 0.04195 | 2019-08-23 12:00 | 43700.5 | 0.47886 | 0.18473
2019-08-23 13:00 | 43700.5417 | 0.12264 | 0.04334 | 2019-08-23 13:00 | 43700.5417 | 0.43466 | 0.18501
2019-08-23 14:00 | 43700.5833 | 0.12222 | 0.04434 | 2019-08-23 14:00 | 43700.5833 | 0.43093 | 0.18029
2019-08-23 15:00 | 43700.625 | 0.12178 | 0.04378 | 2019-08-23 15:00 | 43700.625 | 0.4233 | 0.17081
2019-08-23 16:00 | 43700.6667 | 0.12186 | 0.04357 | 2019-08-23 16:00 | 43700.6667 | 0.43102 | 0.17063
2019-08-23 17:00 | 43700.7083 | 0.12257 | 0.04377 | 2019-08-23 17:00 | 43700.7083 | 0.50905 | 0.18234
2019-08-23 18:00 | 43700.75 | 0.12263 | 0.04428 | 2019-08-23 18:00 | 43700.75 | 0.55252 | 0.206
2019-08-23 19:00 | 43700.7917 | 0.12397 | 0.04405 | 2019-08-23 19:00 | 43700.7917 | 0.59733 | 0.23511
2019-08-23 20:00 | 43700.8333 | 0.12545 | 0.04473 | 2019-08-23 20:00 | 43700.8333 | 0.61031 | 0.24973
2019-08-23 21:00 | 43700.875 | 0.12455 | 0.0459 | 2019-08-23 21:00 | 43700.875 | 0.56621 | 0.23881
2019-08-23 22:00 | 43700.9167 | 0.05671 | 0.04493 | 2019-08-23 22:00 | 43700.9167 | 0.57543 | 0.21757
2019-08-23 23:00 | 43700.9583 | 0.05716 | 0.04351 | 2019-08-23 23:00 | 43700.9583 | 0.6175 | 0.21443
2019-08-24 | 43701 | 0.05662 | 0.04368 | 2019-08-24 | 43701 | 0.64005 | 0.2085
2019-08-24 01:00 | 43701.0417 | 0.05533 | 0.04315 | 2019-08-24 01:00 | 43701.0417 | 0.67026 | 0.20899
2019-08-24 02:00 | 43701.0833 | 0.05533 | 0.04215 | 2019-08-24 02:00 | 43701.0833 | 0.68364 | 0.20728
2019-08-24 03:00 | 43701.125 | 0.05581 | 0.04215 | 2019-08-24 03:00 | 43701.125 | 0.69288 | 0.2072
2019-08-24 04:00 | 43701.1667 | 0.05574 | 0.04258 | 2019-08-24 04:00 | 43701.1667 | 0.68187 | 0.19929
2019-08-24 05:00 | 43701.2083 | 0.05336 | 0.04255 | 2019-08-24 05:00 | 43701.2083 | 0.62435 | 0.18351
2019-08-24 06:00 | 43701.25 | 0.05341 | 0.04068 | 2019-08-24 06:00 | 43701.25 | 0.62482 | 0.20722
2019-08-24 07:00 | 43701.2917 | 0.05409 | 0.04066 | 2019-08-24 07:00 | 43701.2917 | 0.62324 | 0.20755
2019-08-24 08:00 | 43701.3333 | 0.05517 | 0.04199 | 2019-08-24 08:00 | 43701.3333 | 0.55855 | 0.20059
2019-08-24 09:00 | 43701.375 | 0.05275 | 0.04254 | 2019-08-24 09:00 | 43701.375 | 0.5113 | 0.1507
2019-08-24 10:00 | 43701.4167 | 0.05249 | 0.0408 | 2019-08-24 10:00 | 43701.4167 | 0.49336 | 0.1472
2019-08-24 11:00 | 43701.4583 | 0.05361 | 0.04068 | 2019-08-24 11:00 | 43701.4583 | 0.48442 | 0.1481
2019-08-24 12:00 | 43701.5 | 0.12181 | 0.04155 | 2019-08-24 12:00 | 43701.5 | 0.48758 | 0.16015
2019-08-24 13:00 | 43701.5417 | 0.12105 | 0.04312 | 2019-08-24 13:00 | 43701.5417 | 0.42672 | 0.14954
2019-08-24 14:00 | 43701.5833 | 0.11976 | 0.04225 | 2019-08-24 14:00 | 43701.5833 | 0.41828 | 0.13994
2019-08-24 15:00 | 43701.625 | 0.11794 | 0.04087 | 2019-08-24 15:00 | 43701.625 | 0.42218 | 0.13967
2019-08-24 16:00 | 43701.6667 | 0.11723 | 0.03935 | 2019-08-24 16:00 | 43701.6667 | 0.43063 | 0.14358
2019-08-24 17:00 | 43701.7083 | 0.11817 | 0.03886 | 2019-08-24 17:00 | 43701.7083 | 0.49526 | 0.14762
2019-08-24 18:00 | 43701.75 | 0.12152 | 0.0397 | 2019-08-24 18:00 | 43701.75 | 0.57965 | 0.20446
2019-08-24 19:00 | 43701.7917 | 0.12236 | 0.04231 | 2019-08-24 19:00 | 43701.7917 | 0.61408 | 0.22048
2019-08-24 20:00 | 43701.8333 | 0.12459 | 0.04274 | 2019-08-24 20:00 | 43701.8333 | 0.62597 | 0.23666
2019-08-24 21:00 | 43701.875 | 0.12359 | 0.04459 | 2019-08-24 21:00 | 43701.875 | 0.58299 | 0.22298
2019-08-24 22:00 | 43701.9167 | 0.05616 | 0.04359 | 2019-08-24 22:00 | 43701.9167 | 0.61725 | 0.21834
2019-08-24 23:00 | 43701.9583 | 0.05728 | 0.04331 | 2019-08-24 23:00 | 43701.9583 | 0.59966 | 0.20087
2019-08-25 | 43702 | 0.05596 | 0.04352 | 2019-08-25 | 43702 | 0.56787 | 0.1546
2019-08-25 01:00 | 43702.0417 | 0.05588 | 0.04234 | 2019-08-25 01:00 | 43702.0417 | 0.59434 | 0.15154
2019-08-25 02:00 | 43702.0833 | 0.05494 | 0.04231 | 2019-08-25 02:00 | 43702.0833 | 0.59986 | 0.1506
2019-08-25 03:00 | 43702.125 | 0.05492 | 0.04147 | 2019-08-25 03:00 | 43702.125 | 0.60308 | 0.1477
2019-08-25 04:00 | 43702.1667 | 0.05484 | 0.04147 | 2019-08-25 04:00 | 43702.1667 | 0.59422 | 0.14358
2019-08-25 05:00 | 43702.2083 | 0.04865 | 0.04147 | 2019-08-25 05:00 | 43702.2083 | 0.57011 | 0.1516
2019-08-25 06:00 | 43702.25 | 0.04679 | 0.03614 | 2019-08-25 06:00 | 43702.25 | 0.57301 | 0.17993
2019-08-25 07:00 | 43702.2917 | 0.04779 | 0.03444 | 2019-08-25 07:00 | 43702.2917 | 0.56084 | 0.18043
2019-08-25 08:00 | 43702.3333 | 0.05142 | 0.03584 | 2019-08-25 08:00 | 43702.3333 | 0.5071 | 0.19069
2019-08-25 09:00 | 43702.375 | 0.04879 | 0.03826 | 2019-08-25 09:00 | 43702.375 | 0.46803 | 0.15334
2019-08-25 10:00 | 43702.4167 | 0.04793 | 0.0366 | 2019-08-25 10:00 | 43702.4167 | 0.44859 | 0.14002
2019-08-25 11:00 | 43702.4583 | 0.0499 | 0.03591 | 2019-08-25 11:00 | 43702.4583 | 0.43753 | 0.14002
2019-08-25 12:00 | 43702.5 | 0.11891 | 0.03754 | 2019-08-25 12:00 | 43702.5 | 0.4411 | 0.14969
2019-08-25 13:00 | 43702.5417 | 0.1192 | 0.03995 | 2019-08-25 13:00 | 43702.5417 | 0.38126 | 0.1427
2019-08-25 14:00 | 43702.5833 | 0.11462 | 0.04015 | 2019-08-25 14:00 | 43702.5833 | 0.3798 | 0.14002
2019-08-25 15:00 | 43702.625 | 0.11383 | 0.03591 | 2019-08-25 15:00 | 43702.625 | 0.37296 | 0.13278
2019-08-25 16:00 | 43702.6667 | 0.11201 | 0.03523 | 2019-08-25 16:00 | 43702.6667 | 0.37499 | 0.13277
2019-08-25 17:00 | 43702.7083 | 0.11202 | 0.03472 | 2019-08-25 17:00 | 43702.7083 | 0.43471 | 0.14559
2019-08-25 18:00 | 43702.75 | 0.11459 | 0.0347 | 2019-08-25 18:00 | 43702.75 | 0.45642 | 0.15508
2019-08-25 19:00 | 43702.7917 | 0.11945 | 0.03579 | 2019-08-25 19:00 | 43702.7917 | 0.53299 | 0.2028
2019-08-25 20:00 | 43702.8333 | 0.12471 | 0.0399 | 2019-08-25 20:00 | 43702.8333 | 0.53414 | 0.20898
2019-08-25 21:00 | 43702.875 | 0.12511 | 0.0449 | 2019-08-25 21:00 | 43702.875 | 0.49191 | 0.20097
2019-08-25 22:00 | 43702.9167 | 0.05593 | 0.04532 | 2019-08-25 22:00 | 43702.9167 | 0.48015 | 0.17955
2019-08-25 23:00 | 43702.9583 | 0.05876 | 0.04352 | 2019-08-25 23:00 | 43702.9583 | 0.47204 | 0.19977
2019-08-26 | 43703 | 0.05158 | 0.04519 | 2019-08-26 | 43703 | 0.41963 | 0.14838
2019-08-26 01:00 | 43703.0417 | 0.04704 | 0.03876 | 2019-08-26 01:00 | 43703.0417 | 0.41305 | 0.1347
2019-08-26 02:00 | 43703.0833 | 0.04777 | 0.03466 | 2019-08-26 02:00 | 43703.0833 | 0.41383 | 0.1246
2019-08-26 03:00 | 43703.125 | 0.04744 | 0.03463 | 2019-08-26 03:00 | 43703.125 | 0.41378 | 0.12522
2019-08-26 04:00 | 43703.1667 | 0.04795 | 0.03454 | 2019-08-26 04:00 | 43703.1667 | 0.41711 | 0.12522
2019-08-26 05:00 | 43703.2083 | 0.05409 | 0.03502 | 2019-08-26 05:00 | 43703.2083 | 0.40781 | 0.13527
2019-08-26 06:00 | 43703.25 | 0.05326 | 0.04064 | 2019-08-26 06:00 | 43703.25 | 0.44635 | 0.1845
2019-08-26 07:00 | 43703.2917 | 0.05725 | 0.04065 | 2019-08-26 07:00 | 43703.2917 | 0.42428 | 0.16531
2019-08-26 08:00 | 43703.3333 | 0.05817 | 0.04523 | 2019-08-26 08:00 | 43703.3333 | 0.35893 | 0.13723
2019-08-26 09:00 | 43703.375 | 0.05723 | 0.04632 | 2019-08-26 09:00 | 43703.375 | 0.37409 | 0.12913
2019-08-26 10:00 | 43703.4167 | 0.05504 | 0.04558 | 2019-08-26 10:00 | 43703.4167 | 0.37306 | 0.12932
2019-08-26 11:00 | 43703.4583 | 0.05348 | 0.04363 | 2019-08-26 11:00 | 43703.4583 | 0.39025 | 0.14255
2019-08-26 12:00 | 43703.5 | 0.12103 | 0.04207 | 2019-08-26 12:00 | 43703.5 | 0.45733 | 0.19921
2019-08-26 13:00 | 43703.5417 | 0.12006 | 0.04326 | 2019-08-26 13:00 | 43703.5417 | 0.41032 | 0.19122
2019-08-26 14:00 | 43703.5833 | 0.12171 | 0.04223 | 2019-08-26 14:00 | 43703.5833 | 0.41665 | 0.19281
2019-08-26 15:00 | 43703.625 | 0.12151 | 0.04336 | 2019-08-26 15:00 | 43703.625 | 0.42619 | 0.19897
2019-08-26 16:00 | 43703.6667 | 0.12463 | 0.04338 | 2019-08-26 16:00 | 43703.6667 | 0.42673 | 0.19913
2019-08-26 17:00 | 43703.7083 | 0.12674 | 0.04614 | 2019-08-26 17:00 | 43703.7083 | 0.48289 | 0.20263
2019-08-26 18:00 | 43703.75 | 0.12808 | 0.04783 | 2019-08-26 18:00 | 43703.75 | 0.50251 | 0.21396
2019-08-26 19:00 | 43703.7917 | 0.12758 | 0.04863 | 2019-08-26 19:00 | 43703.7917 | 0.52674 | 0.2232
2019-08-26 20:00 | 43703.8333 | 0.129 | 0.04791 | 2019-08-26 20:00 | 43703.8333 | 0.54829 | 0.24328
2019-08-26 21:00 | 43703.875 | 0.12769 | 0.04914 | 2019-08-26 21:00 | 43703.875 | 0.50082 | 0.23302
2019-08-26 22:00 | 43703.9167 | 0.06002 | 0.04782 | 2019-08-26 22:00 | 43703.9167 | 0.50472 | 0.2144
2019-08-26 23:00 | 43703.9583 | 0.06475 | 0.04669 | 2019-08-26 23:00 | 43703.9583 | 0.49282 | 0.1849
2019-08-27 | 43704 | 0.06422 | 0.05069 | 2019-08-27 | 43704 | 0.49735 | 0.1696
2019-08-27 01:00 | 43704.0417 | 0.0631 | 0.05011 | 2019-08-27 01:00 | 43704.0417 | 0.49444 | 0.14844
2019-08-27 02:00 | 43704.0833 | 0.06344 | 0.04909 | 2019-08-27 02:00 | 43704.0833 | 0.50886 | 0.14243
2019-08-27 03:00 | 43704.125 | 0.06334 | 0.04899 | 2019-08-27 03:00 | 43704.125 | 0.53102 | 0.14961
2019-08-27 04:00 | 43704.1667 | 0.06323 | 0.04889 | 2019-08-27 04:00 | 43704.1667 | 0.55312 | 0.15954
2019-08-27 05:00 | 43704.2083 | 0.06305 | 0.04898 | 2019-08-27 05:00 | 43704.2083 | 0.56816 | 0.16876
2019-08-27 06:00 | 43704.25 | 0.06404 | 0.04897 | 2019-08-27 06:00 | 43704.25 | 0.55706 | 0.15988
2019-08-27 07:00 | 43704.2917 | 0.06657 | 0.05011 | 2019-08-27 07:00 | 43704.2917 | 0.50794 | 0.14998
2019-08-27 08:00 | 43704.3333 | 0.06615 | 0.05343 | 2019-08-27 08:00 | 43704.3333 | 0.44572 | 0.13973
2019-08-27 09:00 | 43704.375 | 0.06315 | 0.05332 | 2019-08-27 09:00 | 43704.375 | 0.40518 | 0.12971
2019-08-27 10:00 | 43704.4167 | 0.06192 | 0.05074 | 2019-08-27 10:00 | 43704.4167 | 0.38913 | 0.12751
2019-08-27 11:00 | 43704.4583 | 0.06204 | 0.04966 | 2019-08-27 11:00 | 43704.4583 | 0.38183 | 0.12822
2019-08-27 12:00 | 43704.5 | 0.12901 | 0.04969 | 2019-08-27 12:00 | 43704.5 | 0.38123 | 0.12947
2019-08-27 13:00 | 43704.5417 | 0.12824 | 0.05007 | 2019-08-27 13:00 | 43704.5417 | 0.38512 | 0.12946
2019-08-27 14:00 | 43704.5833 | 0.12754 | 0.04923 | 2019-08-27 14:00 | 43704.5833 | 0.39142 | 0.12799
2019-08-27 15:00 | 43704.625 | 0.12686 | 0.04846 | 2019-08-27 15:00 | 43704.625 | 0.40021 | 0.12795
2019-08-27 16:00 | 43704.6667 | 0.13057 | 0.04795 | 2019-08-27 16:00 | 43704.6667 | 0.40764 | 0.12911
2019-08-27 17:00 | 43704.7083 | 0.13076 | 0.05114 | 2019-08-27 17:00 | 43704.7083 | 0.41483 | 0.13663
2019-08-27 18:00 | 43704.75 | 0.13058 | 0.05135 | 2019-08-27 18:00 | 43704.75 | 0.49104 | 0.17959
2019-08-27 19:00 | 43704.7917 | 0.13258 | 0.05109 | 2019-08-27 19:00 | 43704.7917 | 0.54413 | 0.2196
2019-08-27 20:00 | 43704.8333 | 0.13107 | 0.05243 | 2019-08-27 20:00 | 43704.8333 | 0.5558 | 0.24246
2019-08-27 21:00 | 43704.875 | 0.12873 | 0.05112 | 2019-08-27 21:00 | 43704.875 | 0.56393 | 0.23857
2019-08-27 22:00 | 43704.9167 | 0.06274 | 0.04914 | 2019-08-27 22:00 | 43704.9167 | 0.58164 | 0.21665
2019-08-27 23:00 | 43704.9583 | 0.06506 | 0.04906 | 2019-08-27 23:00 | 43704.9583 | 0.58367 | 0.21818
2019-08-28 | 43705 | 0.06362 | 0.05111 | 2019-08-28 | 43705 | 0.62071 | 0.20855
2019-08-28 01:00 | 43705.0417 | 0.06332 | 0.0499 | 2019-08-28 01:00 | 43705.0417 | 0.63015 | 0.1846
2019-08-28 02:00 | 43705.0833 | 0.06375 | 0.04955 | 2019-08-28 02:00 | 43705.0833 | 0.64331 | 0.17645
2019-08-28 03:00 | 43705.125 | 0.0636 | 0.04956 | 2019-08-28 03:00 | 43705.125 | 0.64832 | 0.1656
2019-08-28 04:00 | 43705.1667 | 0.06351 | 0.04942 | 2019-08-28 04:00 | 43705.1667 | 0.65828 | 0.16542
2019-08-28 05:00 | 43705.2083 | 0.06365 | 0.04949 | 2019-08-28 05:00 | 43705.2083 | 0.66519 | 0.17251
2019-08-28 06:00 | 43705.25 | 0.06396 | 0.04974 | 2019-08-28 06:00 | 43705.25 | 0.60353 | 0.12943
2019-08-28 07:00 | 43705.2917 | 0.0631 | 0.05018 | 2019-08-28 07:00 | 43705.2917 | 0.55846 | 0.11942
2019-08-28 08:00 | 43705.3333 | 0.06567 | 0.05053 | 2019-08-28 08:00 | 43705.3333 | 0.47959 | 0.10633
2019-08-28 09:00 | 43705.375 | 0.06521 | 0.05305 | 2019-08-28 09:00 | 43705.375 | 0.3498 | 0.06875
2019-08-28 10:00 | 43705.4167 | 0.06392 | 0.05274 | 2019-08-28 10:00 | 43705.4167 | 0.29237 | 0.0569
2019-08-28 11:00 | 43705.4583 | 0.06349 | 0.0516 | 2019-08-28 11:00 | 43705.4583 | 0.29897 | 0.06735
2019-08-28 12:00 | 43705.5 | 0.13054 | 0.05098 | 2019-08-28 12:00 | 43705.5 | 0.30095 | 0.0676
2019-08-28 13:00 | 43705.5417 | 0.12958 | 0.05139 | 2019-08-28 13:00 | 43705.5417 | 0.29533 | 0.06762
2019-08-28 14:00 | 43705.5833 | 0.12923 | 0.05051 | 2019-08-28 14:00 | 43705.5833 | 0.30497 | 0.0676
2019-08-28 15:00 | 43705.625 | 0.12899 | 0.04989 | 2019-08-28 15:00 | 43705.625 | 0.30996 | 0.0676
2019-08-28 16:00 | 43705.6667 | 0.13244 | 0.04981 | 2019-08-28 16:00 | 43705.6667 | 0.34772 | 0.0846
2019-08-28 17:00 | 43705.7083 | 0.13235 | 0.0529 | 2019-08-28 17:00 | 43705.7083 | 0.38139 | 0.10893
2019-08-28 18:00 | 43705.75 | 0.13235 | 0.05274 | 2019-08-28 18:00 | 43705.75 | 0.42289 | 0.12936
2019-08-28 19:00 | 43705.7917 | 0.13293 | 0.05265 | 2019-08-28 19:00 | 43705.7917 | 0.5324 | 0.20952
2019-08-28 20:00 | 43705.8333 | 0.1339 | 0.05288 | 2019-08-28 20:00 | 43705.8333 | 0.51771 | 0.22374
2019-08-28 21:00 | 43705.875 | 0.13071 | 0.05369 | 2019-08-28 21:00 | 43705.875 | 0.52259 | 0.2238
2019-08-28 22:00 | 43705.9167 | 0.06225 | 0.05058 | 2019-08-28 22:00 | 43705.9167 | 0.54879 | 0.21922
2019-08-28 23:00 | 43705.9583 | 0.06482 | 0.04879 | 2019-08-28 23:00 | 43705.9583 | 0.59689 | 0.21509
2019-08-29 | 43706 | 0.06398 | 0.05062 | 2019-08-29 | 43706 | 0.60259 | 0.20104
2019-08-29 01:00 | 43706.0417 | 0.06193 | 0.04998 | 2019-08-29 01:00 | 43706.0417 | 0.58271 | 0.1796
2019-08-29 02:00 | 43706.0833 | 0.06143 | 0.04807 | 2019-08-29 02:00 | 43706.0833 | 0.56713 | 0.1596
2019-08-29 03:00 | 43706.125 | 0.06117 | 0.04725 | 2019-08-29 03:00 | 43706.125 | 0.59743 | 0.17352
2019-08-29 04:00 | 43706.1667 | 0.06179 | 0.04706 | 2019-08-29 04:00 | 43706.1667 | 0.60811 | 0.17893
2019-08-29 05:00 | 43706.2083 | 0.06096 | 0.04777 | 2019-08-29 05:00 | 43706.2083 | 0.61267 | 0.19985
2019-08-29 06:00 | 43706.25 | 0.06193 | 0.04729 | 2019-08-29 06:00 | 43706.25 | 0.60167 | 0.20432
2019-08-29 07:00 | 43706.2917 | 0.06483 | 0.0483 | 2019-08-29 07:00 | 43706.2917 | 0.60598 | 0.21648
2019-08-29 08:00 | 43706.3333 | 0.06647 | 0.05187 | 2019-08-29 08:00 | 43706.3333 | 0.55632 | 0.21031
2019-08-29 09:00 | 43706.375 | 0.06419 | 0.05357 | 2019-08-29 09:00 | 43706.375 | 0.54951 | 0.19046
2019-08-29 10:00 | 43706.4167 | 0.06235 | 0.05173 | 2019-08-29 10:00 | 43706.4167 | 0.49977 | 0.16992
2019-08-29 11:00 | 43706.4583 | 0.06261 | 0.05018 | 2019-08-29 11:00 | 43706.4583 | 0.47101 | 0.16057
2019-08-29 12:00 | 43706.5 | 0.1291 | 0.05032 | 2019-08-29 12:00 | 43706.5 | 0.44478 | 0.14467
2019-08-29 13:00 | 43706.5417 | 0.12952 | 0.05032 | 2019-08-29 13:00 | 43706.5417 | 0.38826 | 0.13965
2019-08-29 14:00 | 43706.5833 | 0.12951 | 0.05058 | 2019-08-29 14:00 | 43706.5833 | 0.38299 | 0.13258
2019-08-29 15:00 | 43706.625 | 0.12879 | 0.05022 | 2019-08-29 15:00 | 43706.625 | 0.38999 | 0.1367
2019-08-29 16:00 | 43706.6667 | 0.12883 | 0.04984 | 2019-08-29 16:00 | 43706.6667 | 0.40211 | 0.14361
2019-08-29 17:00 | 43706.7083 | 0.1293 | 0.05008 | 2019-08-29 17:00 | 43706.7083 | 0.50934 | 0.17999
2019-08-29 18:00 | 43706.75 | 0.12998 | 0.05034 | 2019-08-29 18:00 | 43706.75 | 0.58937 | 0.2135
2019-08-29 19:00 | 43706.7917 | 0.13045 | 0.05059 | 2019-08-29 19:00 | 43706.7917 | 0.62561 | 0.2388
2019-08-29 20:00 | 43706.8333 | 0.13073 | 0.05066 | 2019-08-29 20:00 | 43706.8333 | 0.6442 | 0.25392
2019-08-29 21:00 | 43706.875 | 0.12963 | 0.05085 | 2019-08-29 21:00 | 43706.875 | 0.60597 | 0.24719
2019-08-29 22:00 | 43706.9167 | 0.06345 | 0.04976 | 2019-08-29 22:00 | 43706.9167 | 0.6245 | 0.22642
2019-08-29 23:00 | 43706.9583 | 0.06413 | 0.04987 | 2019-08-29 23:00 | 43706.9583 | 0.64384 | 0.22734
2019-08-30 | 43707 | 0.06387 | 0.05015 | 2019-08-30 | 43707 | 0.66987 | 0.2196
2019-08-30 01:00 | 43707.0417 | 0.0612 | 0.04988 | 2019-08-30 01:00 | 43707.0417 | 0.68788 | 0.21462
2019-08-30 02:00 | 43707.0833 | 0.06106 | 0.04752 | 2019-08-30 02:00 | 43707.0833 | 0.69973 | 0.21125
2019-08-30 03:00 | 43707.125 | 0.06063 | 0.04701 | 2019-08-30 03:00 | 43707.125 | 0.7126 | 0.2146
2019-08-30 04:00 | 43707.1667 | 0.06072 | 0.04668 | 2019-08-30 04:00 | 43707.1667 | 0.69744 | 0.21539
2019-08-30 05:00 | 43707.2083 | 0.06255 | 0.04694 | 2019-08-30 05:00 | 43707.2083 | 0.66576 | 0.22023
2019-08-30 06:00 | 43707.25 | 0.06357 | 0.04868 | 2019-08-30 06:00 | 43707.25 | 0.63757 | 0.22871
2019-08-30 07:00 | 43707.2917 | 0.06291 | 0.04973 | 2019-08-30 07:00 | 43707.2917 | 0.63765 | 0.22984
2019-08-30 08:00 | 43707.3333 | 0.06209 | 0.05019 | 2019-08-30 08:00 | 43707.3333 | 0.57786 | 0.21541
2019-08-30 09:00 | 43707.375 | 0.06114 | 0.04979 | 2019-08-30 09:00 | 43707.375 | 0.57202 | 0.1914
2019-08-30 10:00 | 43707.4167 | 0.06127 | 0.04911 | 2019-08-30 10:00 | 43707.4167 | 0.54083 | 0.17971
2019-08-30 11:00 | 43707.4583 | 0.06198 | 0.0493 | 2019-08-30 11:00 | 43707.4583 | 0.51842 | 0.17454
2019-08-30 12:00 | 43707.5 | 0.12866 | 0.04973 | 2019-08-30 12:00 | 43707.5 | 0.5095 | 0.17509
2019-08-30 13:00 | 43707.5417 | 0.1287 | 0.04984 | 2019-08-30 13:00 | 43707.5417 | 0.45064 | 0.17232
2019-08-30 14:00 | 43707.5833 | 0.1268 | 0.04973 | 2019-08-30 14:00 | 43707.5833 | 0.43322 | 0.15978
2019-08-30 15:00 | 43707.625 | 0.12699 | 0.04779 | 2019-08-30 15:00 | 43707.625 | 0.43718 | 0.15966
2019-08-30 16:00 | 43707.6667 | 0.1287 | 0.04809 | 2019-08-30 16:00 | 43707.6667 | 0.45593 | 0.16952
2019-08-30 17:00 | 43707.7083 | 0.12944 | 0.04971 | 2019-08-30 17:00 | 43707.7083 | 0.5281 | 0.17443
2019-08-30 18:00 | 43707.75 | 0.132 | 0.05028 | 2019-08-30 18:00 | 43707.75 | 0.59086 | 0.19737
2019-08-30 19:00 | 43707.7917 | 0.13276 | 0.05214 | 2019-08-30 19:00 | 43707.7917 | 0.62787 | 0.22125
2019-08-30 20:00 | 43707.8333 | 0.13196 | 0.05231 | 2019-08-30 20:00 | 43707.8333 | 0.62352 | 0.23667
2019-08-30 21:00 | 43707.875 | 0.12877 | 0.0514 | 2019-08-30 21:00 | 43707.875 | 0.59327 | 0.22317
2019-08-30 22:00 | 43707.9167 | 0.05925 | 0.0485 | 2019-08-30 22:00 | 43707.9167 | 0.62333 | 0.21048
2019-08-30 23:00 | 43707.9583 | 0.06225 | 0.04581 | 2019-08-30 23:00 | 43707.9583 | 0.66089 | 0.22753
2019-08-31 | 43708 | 0.06237 | 0.04808 | 2019-08-31 | 43708 | 0.67988 | 0.19462
2019-08-31 01:00 | 43708.0417 | 0.06092 | 0.04808 | 2019-08-31 01:00 | 43708.0417 | 0.68076 | 0.18455
2019-08-31 02:00 | 43708.0833 | 0.06162 | 0.04679 | 2019-08-31 02:00 | 43708.0833 | 0.68842 | 0.18129
2019-08-31 03:00 | 43708.125 | 0.05943 | 0.04677 | 2019-08-31 03:00 | 43708.125 | 0.69754 | 0.18139
2019-08-31 04:00 | 43708.1667 | 0.05928 | 0.04571 | 2019-08-31 04:00 | 43708.1667 | 0.70628 | 0.18464
2019-08-31 05:00 | 43708.2083 | 0.05477 | 0.04563 | 2019-08-31 05:00 | 43708.2083 | 0.67998 | 0.18608
2019-08-31 06:00 | 43708.25 | 0.05261 | 0.04107 | 2019-08-31 06:00 | 43708.25 | 0.68114 | 0.22475
2019-08-31 07:00 | 43708.2917 | 0.05178 | 0.03913 | 2019-08-31 07:00 | 43708.2917 | 0.67034 | 0.22558
2019-08-31 08:00 | 43708.3333 | 0.0533 | 0.03912 | 2019-08-31 08:00 | 43708.3333 | 0.61838 | 0.21974
2019-08-31 09:00 | 43708.375 | 0.0518 | 0.04086 | 2019-08-31 09:00 | 43708.375 | 0.59884 | 0.18644
2019-08-31 10:00 | 43708.4167 | 0.05305 | 0.03986 | 2019-08-31 10:00 | 43708.4167 | 0.5503 | 0.16668
2019-08-31 11:00 | 43708.4583 | 0.05431 | 0.04107 | 2019-08-31 11:00 | 43708.4583 | 0.53396 | 0.16152
2019-08-31 12:00 | 43708.5 | 0.12164 | 0.04206 | 2019-08-31 12:00 | 43708.5 | 0.53177 | 0.16461
2019-08-31 13:00 | 43708.5417 | 0.12292 | 0.04287 | 2019-08-31 13:00 | 43708.5417 | 0.48275 | 0.15915
2019-08-31 14:00 | 43708.5833 | 0.12215 | 0.04375 | 2019-08-31 14:00 | 43708.5833 | 0.48676 | 0.15641
2019-08-31 15:00 | 43708.625 | 0.12095 | 0.0428 | 2019-08-31 15:00 | 43708.625 | 0.48855 | 0.15585
2019-08-31 16:00 | 43708.6667 | 0.11967 | 0.04179 | 2019-08-31 16:00 | 43708.6667 | 0.49297 | 0.15628
2019-08-31 17:00 | 43708.7083 | 0.12368 | 0.04081 | 2019-08-31 17:00 | 43708.7083 | 0.55001 | 0.1584
2019-08-31 18:00 | 43708.75 | 0.12433 | 0.04428 | 2019-08-31 18:00 | 43708.75 | 0.59744 | 0.17955
2019-08-31 19:00 | 43708.7917 | 0.12607 | 0.04459 | 2019-08-31 19:00 | 43708.7917 | 0.65867 | 0.2196
2019-08-31 20:00 | 43708.8333 | 0.12726 | 0.04548 | 2019-08-31 20:00 | 43708.8333 | 0.65564 | 0.2266
2019-08-31 21:00 | 43708.875 | 0.12529 | 0.04651 | 2019-08-31 21:00 | 43708.875 | 0.61276 | 0.20764
2019-08-31 22:00 | 43708.9167 | 0.059 | 0.04459 | 2019-08-31 22:00 | 43708.9167 | 0.61873 | 0.17765
2019-08-31 23:00 | 43708.9583 | 0.06026 | 0.04459 | 2019-08-31 23:00 | 43708.9583 | 0.5897 | 0.1995
2019-09-01 | 43709 | 0.05514 | 0.04635 | 2019-09-01 | 43709 | 0.60366 | 0.18149
2019-09-01 01:00 | 43709.0417 | 0.05256 | 0.04183 | 2019-09-01 01:00 | 43709.0417 | 0.61571 | 0.17798
2019-09-01 02:00 | 43709.0833 | 0.0546 | 0.03982 | 2019-09-01 02:00 | 43709.0833 | 0.62807 | 0.17798
2019-09-01 03:00 | 43709.125 | 0.05419 | 0.04119 | 2019-09-01 03:00 | 43709.125 | 0.64794 | 0.18073
2019-09-01 04:00 | 43709.1667 | 0.05481 | 0.04082 | 2019-09-01 04:00 | 43709.1667 | 0.66017 | 0.18915
2019-09-01 05:00 | 43709.2083 | 0.05091 | 0.04148 | 2019-09-01 05:00 | 43709.2083 | 0.64615 | 0.19814
2019-09-01 06:00 | 43709.25 | 0.04893 | 0.03813 | 2019-09-01 06:00 | 43709.25 | 0.63739 | 0.22681
2019-09-01 07:00 | 43709.2917 | 0.04863 | 0.03634 | 2019-09-01 07:00 | 43709.2917 | 0.64019 | 0.2279
2019-09-01 08:00 | 43709.3333 | 0.0498 | 0.03632 | 2019-09-01 08:00 | 43709.3333 | 0.59813 | 0.2245
2019-09-01 09:00 | 43709.375 | 0.04802 | 0.0376 | 2019-09-01 09:00 | 43709.375 | 0.58948 | 0.19713
2019-09-01 10:00 | 43709.4167 | 0.0493 | 0.0358 | 2019-09-01 10:00 | 43709.4167 | 0.54984 | 0.17869
2019-09-01 11:00 | 43709.4583 | 0.04945 | 0.03762 | 2019-09-01 11:00 | 43709.4583 | 0.53435 | 0.1781
2019-09-01 12:00 | 43709.5 | 0.12095 | 0.03767 | 2019-09-01 12:00 | 43709.5 | 0.52736 | 0.17844
2019-09-01 13:00 | 43709.5417 | 0.12021 | 0.04227 | 2019-09-01 13:00 | 43709.5417 | 0.4647 | 0.17436
2019-09-01 14:00 | 43709.5833 | 0.1162 | 0.04157 | 2019-09-01 14:00 | 43709.5833 | 0.43794 | 0.1481
2019-09-01 15:00 | 43709.625 | 0.11401 | 0.03775 | 2019-09-01 15:00 | 43709.625 | 0.4444 | 0.14917
2019-09-01 16:00 | 43709.6667 | 0.11177 | 0.03568 | 2019-09-01 16:00 | 43709.6667 | 0.45592 | 0.15717
2019-09-01 17:00 | 43709.7083 | 0.11096 | 0.03379 | 2019-09-01 17:00 | 43709.7083 | 0.53915 | 0.17548
2019-09-01 18:00 | 43709.75 | 0.11379 | 0.03388 | 2019-09-01 18:00 | 43709.75 | 0.60316 | 0.2095
2019-09-01 19:00 | 43709.7917 | 0.11886 | 0.03625 | 2019-09-01 19:00 | 43709.7917 | 0.62787 | 0.22951
2019-09-01 20:00 | 43709.8333 | 0.1269 | 0.03941 | 2019-09-01 20:00 | 43709.8333 | 0.64845 | 0.2495
2019-09-01 21:00 | 43709.875 | 0.12098 | 0.04693 | 2019-09-01 21:00 | 43709.875 | 0.598 | 0.2279
2019-09-01 22:00 | 43709.9167 | 0.04915 | 0.04168 | 2019-09-01 22:00 | 43709.9167 | 0.59646 | 0.19073
2019-09-01 23:00 | 43709.9583 | 0.04466 | 0.03717 | 2019-09-01 23:00 | 43709.9583 | 0.49416 | 0.15689
2019-09-02 | 43710 | 0.0416 | 0.03282 | 2019-09-02 | 43710 | 0.5021 | 0.14148
2019-09-02 01:00 | 43710.0417 | 0.03669 | 0.03021 | 2019-09-02 01:00 | 43710.0417 | 0.5235 | 0.13726
2019-09-02 02:00 | 43710.0833 | 0.03511 | 0.02578 | 2019-09-02 02:00 | 43710.0833 | 0.53758 | 0.13704
2019-09-02 03:00 | 43710.125 | 0.03586 | 0.0248 | 2019-09-02 03:00 | 43710.125 | 0.54005 | 0.13726
2019-09-02 04:00 | 43710.1667 | 0.03735 | 0.02545 | 2019-09-02 04:00 | 43710.1667 | 0.53543 | 0.14042
2019-09-02 05:00 | 43710.2083 | 0.04646 | 0.02688 | 2019-09-02 05:00 | 43710.2083 | 0.51891 | 0.14042
2019-09-02 06:00 | 43710.25 | 0.05909 | 0.03443 | 2019-09-02 06:00 | 43710.25 | 0.54828 | 0.19268
2019-09-02 07:00 | 43710.2917 | 0.06178 | 0.04595 | 2019-09-02 07:00 | 43710.2917 | 0.55856 | 0.19949
2019-09-02 08:00 | 43710.3333 | 0.06007 | 0.04948 | 2019-09-02 08:00 | 43710.3333 | 0.51638 | 0.19413
2019-09-02 09:00 | 43710.375 | 0.05495 | 0.04824 | 2019-09-02 09:00 | 43710.375 | 0.49337 | 0.15214
2019-09-02 10:00 | 43710.4167 | 0.05234 | 0.04383 | 2019-09-02 10:00 | 43710.4167 | 0.46571 | 0.14019
2019-09-02 11:00 | 43710.4583 | 0.04952 | 0.04141 | 2019-09-02 11:00 | 43710.4583 | 0.46321 | 0.14787
2019-09-02 12:00 | 43710.5 | 0.11778 | 0.03874 | 2019-09-02 12:00 | 43710.5 | 0.45394 | 0.14569
2019-09-02 13:00 | 43710.5417 | 0.11676 | 0.04086 | 2019-09-02 13:00 | 43710.5417 | 0.39739 | 0.13851
2019-09-02 14:00 | 43710.5833 | 0.11724 | 0.03976 | 2019-09-02 14:00 | 43710.5833 | 0.38919 | 0.12891
2019-09-02 15:00 | 43710.625 | 0.11478 | 0.04 | 2019-09-02 15:00 | 43710.625 | 0.38137 | 0.11855
2019-09-02 16:00 | 43710.6667 | 0.11766 | 0.03801 | 2019-09-02 16:00 | 43710.6667 | 0.38044 | 0.11914
2019-09-02 17:00 | 43710.7083 | 0.12298 | 0.04066 | 2019-09-02 17:00 | 43710.7083 | 0.44788 | 0.12911
2019-09-02 18:00 | 43710.75 | 0.12804 | 0.04534 | 2019-09-02 18:00 | 43710.75 | 0.47793 | 0.14131
2019-09-02 19:00 | 43710.7917 | 0.12838 | 0.04949 | 2019-09-02 19:00 | 43710.7917 | 0.54664 | 0.19399
2019-09-02 20:00 | 43710.8333 | 0.12523 | 0.04985 | 2019-09-02 20:00 | 43710.8333 | 0.55116 | 0.2046
2019-09-02 21:00 | 43710.875 | 0.11835 | 0.0469 | 2019-09-02 21:00 | 43710.875 | 0.47455 | 0.15934
2019-09-02 22:00 | 43710.9167 | 0.04618 | 0.04059 | 2019-09-02 22:00 | 43710.9167 | 0.47097 | 0.13676
2019-09-02 23:00 | 43710.9583 | 0.04477 | 0.03501 | 2019-09-02 23:00 | 43710.9583 | 0.40031 | 0.14916
2019-09-03 | 43711 | 0.04419 | 0.03359 | 2019-09-03 | 43711 | 0.42207 | 0.13683
2019-09-03 01:00 | 43711.0417 | 0.04446 | 0.03302 | 2019-09-03 01:00 | 43711.0417 | 0.43035 | 0.12322
2019-09-03 02:00 | 43711.0833 | 0.04395 | 0.03287 | 2019-09-03 02:00 | 43711.0833 | 0.44936 | 0.11697
2019-09-03 03:00 | 43711.125 | 0.04399 | 0.03287 | 2019-09-03 03:00 | 43711.125 | 0.48583 | 0.13536
2019-09-03 04:00 | 43711.1667 | 0.04465 | 0.0329 | 2019-09-03 04:00 | 43711.1667 | 0.49946 | 0.14032
2019-09-03 05:00 | 43711.2083 | 0.05275 | 0.03359 | 2019-09-03 05:00 | 43711.2083 | 0.50936 | 0.15101
2019-09-03 06:00 | 43711.25 | 0.05858 | 0.04028 | 2019-09-03 06:00 | 43711.25 | 0.5023 | 0.14874
2019-09-03 07:00 | 43711.2917 | 0.05334 | 0.04577 | 2019-09-03 07:00 | 43711.2917 | 0.47952 | 0.15419
2019-09-03 08:00 | 43711.3333 | 0.05712 | 0.04224 | 2019-09-03 08:00 | 43711.3333 | 0.40084 | 0.13723
2019-09-03 09:00 | 43711.375 | 0.05789 | 0.0459 | 2019-09-03 09:00 | 43711.375 | 0.32481 | 0.10141
2019-09-03 10:00 | 43711.4167 | 0.05796 | 0.04669 | 2019-09-03 10:00 | 43711.4167 | 0.30137 | 0.09681
2019-09-03 11:00 | 43711.4583 | 0.05947 | 0.04669 | 2019-09-03 11:00 | 43711.4583 | 0.28929 | 0.09387
2019-09-03 12:00 | 43711.5 | 0.12678 | 0.04793 | 2019-09-03 12:00 | 43711.5 | 0.27971 | 0.09198
2019-09-03 13:00 | 43711.5417 | 0.12464 | 0.04885 | 2019-09-03 13:00 | 43711.5417 | 0.2569 | 0.08049
2019-09-03 14:00 | 43711.5833 | 0.12446 | 0.04675 | 2019-09-03 14:00 | 43711.5833 | 0.22059 | 0.05036
2019-09-03 15:00 | 43711.625 | 0.1238 | 0.04632 | 2019-09-03 15:00 | 43711.625 | 0.18541 | 0.02327
2019-09-03 16:00 | 43711.6667 | 0.12456 | 0.04591 | 2019-09-03 16:00 | 43711.6667 | 0.19204 | 0.0295
2019-09-03 17:00 | 43711.7083 | 0.12522 | 0.04672 | 2019-09-03 17:00 | 43711.7083 | 0.25282 | 0.06763
2019-09-03 18:00 | 43711.75 | 0.1293 | 0.04744 | 2019-09-03 18:00 | 43711.75 | 0.30509 | 0.09572
2019-09-03 19:00 | 43711.7917 | 0.12988 | 0.05059 | 2019-09-03 19:00 | 43711.7917 | 0.38891 | 0.16393
2019-09-03 20:00 | 43711.8333 | 0.12807 | 0.051 | 2019-09-03 20:00 | 43711.8333 | 0.42851 | 0.20659
2019-09-03 21:00 | 43711.875 | 0.12538 | 0.04937 | 2019-09-03 21:00 | 43711.875 | 0.44083 | 0.20294
2019-09-03 22:00 | 43711.9167 | 0.05802 | 0.04682 | 2019-09-03 22:00 | 43711.9167 | 0.41595 | 0.15566
2019-09-03 23:00 | 43711.9583 | 0.05832 | 0.04569 | 2019-09-03 23:00 | 43711.9583 | 0.33419 | 0.19982
2019-09-04 | 43712 | 0.05697 | 0.04597 | 2019-09-04 | 43712 | 0.33143 | 0.17912
2019-09-04 01:00 | 43712.0417 | 0.05391 | 0.04472 | 2019-09-04 01:00 | 43712.0417 | 0.33193 | 0.17499
2019-09-04 02:00 | 43712.0833 | 0.05647 | 0.04187 | 2019-09-04 02:00 | 43712.0833 | 0.34965 | 0.17793
2019-09-04 03:00 | 43712.125 | 0.0544 | 0.04357 | 2019-09-04 03:00 | 43712.125 | 0.35213 | 0.17849
2019-09-04 04:00 | 43712.1667 | 0.0553 | 0.04253 | 2019-09-04 04:00 | 43712.1667 | 0.3496 | 0.18327
2019-09-04 05:00 | 43712.2083 | 0.05368 | 0.04296 | 2019-09-04 05:00 | 43712.2083 | 0.36944 | 0.1884
2019-09-04 06:00 | 43712.25 | 0.05769 | 0.04177 | 2019-09-04 06:00 | 43712.25 | 0.37212 | 0.19277
2019-09-04 07:00 | 43712.2917 | 0.057 | 0.04557 | 2019-09-04 07:00 | 43712.2917 | 0.36155 | 0.20123
2019-09-04 08:00 | 43712.3333 | 0.05756 | 0.04582 | 2019-09-04 08:00 | 43712.3333 | 0.29125 | 0.17866
2019-09-04 09:00 | 43712.375 | 0.05696 | 0.04655 | 2019-09-04 09:00 | 43712.375 | 0.17853 | 0.10196
2019-09-04 10:00 | 43712.4167 | 0.05695 | 0.0461 | 2019-09-04 10:00 | 43712.4167 | 0.14803 | 0.08505
2019-09-04 11:00 | 43712.4583 | 0.05732 | 0.04591 | 2019-09-04 11:00 | 43712.4583 | 0.13411 | 0.082
2019-09-04 12:00 | 43712.5 | 0.12383 | 0.04611 | 2019-09-04 12:00 | 43712.5 | 0.13434 | 0.08
2019-09-04 13:00 | 43712.5417 | 0.12239 | 0.04651 | 2019-09-04 13:00 | 43712.5417 | 0.11547 | 0.06466
2019-09-04 14:00 | 43712.5833 | 0.11981 | 0.04502 | 2019-09-04 14:00 | 43712.5833 | 0.0796 | 0.03849
2019-09-04 15:00 | 43712.625 | 0.11887 | 0.04253 | 2019-09-04 15:00 | 43712.625 | 0.06471 | 0.01905
2019-09-04 16:00 | 43712.6667 | 0.11764 | 0.04188 | 2019-09-04 16:00 | 43712.6667 | 0.05458 | 0.02056
2019-09-04 17:00 | 43712.7083 | 0.11513 | 0.04094 | 2019-09-04 17:00 | 43712.7083 | 0.13163 | 0.0795
2019-09-04 18:00 | 43712.75 | 0.11648 | 0.03876 | 2019-09-04 18:00 | 43712.75 | 0.19826 | 0.12557
2019-09-04 19:00 | 43712.7917 | 0.11752 | 0.03972 | 2019-09-04 19:00 | 43712.7917 | 0.29412 | 0.20136
2019-09-04 20:00 | 43712.8333 | 0.11907 | 0.04049 | 2019-09-04 20:00 | 43712.8333 | 0.34978 | 0.24716
2019-09-04 21:00 | 43712.875 | 0.11929 | 0.0418 | 2019-09-04 21:00 | 43712.875 | 0.35915 | 0.25049
2019-09-04 22:00 | 43712.9167 | 0.05002 | 0.04165 | 2019-09-04 22:00 | 43712.9167 | 0.35213 | 0.23673
2019-09-04 23:00 | 43712.9583 | 0.05039 | 0.03868 | 2019-09-04 23:00 | 43712.9583 | 0.35774 | 0.21552
2019-09-05 | 43713 | 0.04373 | 0.03852 | 2019-09-05 | 43713 | 0.36035 | 0.20271
2019-09-05 01:00 | 43713.0417 | 0.04268 | 0.03246 | 2019-09-05 01:00 | 43713.0417 | 0.35987 | 0.1947
2019-09-05 02:00 | 43713.0833 | 0.04275 | 0.03137 | 2019-09-05 02:00 | 43713.0833 | 0.35519 | 0.18922
2019-09-05 03:00 | 43713.125 | 0.04072 | 0.03087 | 2019-09-05 03:00 | 43713.125 | 0.35927 | 0.19016
2019-09-05 04:00 | 43713.1667 | 0.04137 | 0.02982 | 2019-09-05 04:00 | 43713.1667 | 0.34763 | 0.19486
2019-09-05 05:00 | 43713.2083 | 0.04563 | 0.02982 | 2019-09-05 05:00 | 43713.2083 | 0.34519 | 0.2056
2019-09-05 06:00 | 43713.25 | 0.05169 | 0.0335 | 2019-09-05 06:00 | 43713.25 | 0.34589 | 0.21995
2019-09-05 07:00 | 43713.2917 | 0.05178 | 0.03944 | 2019-09-05 07:00 | 43713.2917 | 0.36284 | 0.221
2019-09-05 08:00 | 43713.3333 | 0.05102 | 0.04059 | 2019-09-05 08:00 | 43713.3333 | 0.3384 | 0.2063
2019-09-05 09:00 | 43713.375 | 0.04827 | 0.04028 | 2019-09-05 09:00 | 43713.375 | 0.35974 | 0.19444
2019-09-05 10:00 | 43713.4167 | 0.04773 | 0.03797 | 2019-09-05 10:00 | 43713.4167 | 0.32162 | 0.16731
2019-09-05 11:00 | 43713.4583 | 0.0494 | 0.03732 | 2019-09-05 11:00 | 43713.4583 | 0.29577 | 0.14699
2019-09-05 12:00 | 43713.5 | 0.1177 | 0.03882 | 2019-09-05 12:00 | 43713.5 | 0.28541 | 0.14134
2019-09-05 13:00 | 43713.5417 | 0.11551 | 0.04103 | 2019-09-05 13:00 | 43713.5417 | 0.23027 | 0.13643
2019-09-05 14:00 | 43713.5833 | 0.11634 | 0.03889 | 2019-09-05 14:00 | 43713.5833 | 0.21248 | 0.12074
2019-09-05 15:00 | 43713.625 | 0.11616 | 0.03933 | 2019-09-05 15:00 | 43713.625 | 0.21105 | 0.12069
2019-09-05 16:00 | 43713.6667 | 0.11703 | 0.03936 | 2019-09-05 16:00 | 43713.6667 | 0.22388 | 0.12886
2019-09-05 17:00 | 43713.7083 | 0.11475 | 0.04028 | 2019-09-05 17:00 | 43713.7083 | 0.28936 | 0.14249
2019-09-05 18:00 | 43713.75 | 0.11741 | 0.03805 | 2019-09-05 18:00 | 43713.75 | 0.36817 | 0.19698
2019-09-05 19:00 | 43713.7917 | 0.11845 | 0.03996 | 2019-09-05 19:00 | 43713.7917 | 0.40061 | 0.22325
2019-09-05 20:00 | 43713.8333 | 0.1215 | 0.04083 | 2019-09-05 20:00 | 43713.8333 | 0.46352 | 0.2765
2019-09-05 21:00 | 43713.875 | 0.11534 | 0.04347 | 2019-09-05 21:00 | 43713.875 | 0.39578 | 0.25228
2019-09-05 22:00 | 43713.9167 | 0.0443 | 0.03782 | 2019-09-05 22:00 | 43713.9167 | 0.36866 | 0.22045
2019-09-05 23:00 | 43713.9583 | 0.04324 | 0.03282 | 2019-09-05 23:00 | 43713.9583 | 0.40576 | 0.19026
2019-09-06 | 43714 | 0.03977 | 0.03155 | 2019-09-06 | 43714 | 0.365 | 0.14267
2019-09-06 01:00 | 43714.0417 | 0.03909 | 0.0283 | 2019-09-06 01:00 | 43714.0417 | 0.37615 | 0.13807
2019-09-06 02:00 | 43714.0833 | 0.03885 | 0.0277 | 2019-09-06 02:00 | 43714.0833 | 0.38155 | 0.13607
2019-09-06 03:00 | 43714.125 | 0.037 | 0.02679 | 2019-09-06 03:00 | 43714.125 | 0.38834 | 0.13707
2019-09-06 04:00 | 43714.1667 | 0.0386 | 0.02599 | 2019-09-06 04:00 | 43714.1667 | 0.38122 | 0.13906
2019-09-06 05:00 | 43714.2083 | 0.04205 | 0.02689 | 2019-09-06 05:00 | 43714.2083 | 0.36632 | 0.14484
2019-09-06 06:00 | 43714.25 | 0.04979 | 0.03023 | 2019-09-06 06:00 | 43714.25 | 0.43401 | 0.21341
2019-09-06 07:00 | 43714.2917 | 0.04956 | 0.03769 | 2019-09-06 07:00 | 43714.2917 | 0.4512 | 0.21419
2019-09-06 08:00 | 43714.3333 | 0.04939 | 0.03864 | 2019-09-06 08:00 | 43714.3333 | 0.39901 | 0.19276
2019-09-06 09:00 | 43714.375 | 0.04787 | 0.03873 | 2019-09-06 09:00 | 43714.375 | 0.36896 | 0.14434
2019-09-06 10:00 | 43714.4167 | 0.04814 | 0.0375 | 2019-09-06 10:00 | 43714.4167 | 0.35313 | 0.13875
2019-09-06 11:00 | 43714.4583 | 0.05074 | 0.03763 | 2019-09-06 11:00 | 43714.4583 | 0.34886 | 0.13869
2019-09-06 12:00 | 43714.5 | 0.11784 | 0.03998 | 2019-09-06 12:00 | 43714.5 | 0.34327 | 0.13775
2019-09-06 13:00 | 43714.5417 | 0.11802 | 0.04106 | 2019-09-06 13:00 | 43714.5417 | 0.2933 | 0.13013
2019-09-06 14:00 | 43714.5833 | 0.11796 | 0.0411 | 2019-09-06 14:00 | 43714.5833 | 0.295 | 0.12918
2019-09-06 15:00 | 43714.625 | 0.11796 | 0.04079 | 2019-09-06 15:00 | 43714.625 | 0.29705 | 0.12918
2019-09-06 16:00 | 43714.6667 | 0.11725 | 0.04082 | 2019-09-06 16:00 | 43714.6667 | 0.30297 | 0.13261
2019-09-06 17:00 | 43714.7083 | 0.1162 | 0.04043 | 2019-09-06 17:00 | 43714.7083 | 0.36325 | 0.13916
2019-09-06 18:00 | 43714.75 | 0.11722 | 0.03939 | 2019-09-06 18:00 | 43714.75 | 0.462 | 0.21262
2019-09-06 19:00 | 43714.7917 | 0.11762 | 0.04013 | 2019-09-06 19:00 | 43714.7917 | 0.50818 | 0.24291
2019-09-06 20:00 | 43714.8333 | 0.11855 | 0.04033 | 2019-09-06 20:00 | 43714.8333 | 0.52299 | 0.26089
2019-09-06 21:00 | 43714.875 | 0.11555 | 0.04085 | 2019-09-06 21:00 | 43714.875 | 0.46702 | 0.23985
2019-09-06 22:00 | 43714.9167 | 0.04539 | 0.03762 | 2019-09-06 22:00 | 43714.9167 | 0.4772 | 0.22791
2019-09-06 23:00 | 43714.9583 | 0.04355 | 0.03371 | 2019-09-06 23:00 | 43714.9583 | 0.30749 | 0.11452
2019-09-07 | 43715 | 0.04142 | 0.0318 | 2019-09-07 | 43715 | 0.30805 | 0.10641
2019-09-07 01:00 | 43715.0417 | 0.0403 | 0.02973 | 2019-09-07 01:00 | 43715.0417 | 0.31129 | 0.09633
2019-09-07 02:00 | 43715.0833 | 0.03868 | 0.02925 | 2019-09-07 02:00 | 43715.0833 | 0.31449 | 0.09491
2019-09-07 03:00 | 43715.125 | 0.03754 | 0.02781 | 2019-09-07 03:00 | 43715.125 | 0.31604 | 0.09492
2019-09-07 04:00 | 43715.1667 | 0.03761 | 0.02679 | 2019-09-07 04:00 | 43715.1667 | 0.31398 | 0.09489
2019-09-07 05:00 | 43715.2083 | 0.04106 | 0.0269 | 2019-09-07 05:00 | 43715.2083 | 0.30738 | 0.10836
2019-09-07 06:00 | 43715.25 | 0.04351 | 0.02781 | 2019-09-07 06:00 | 43715.25 | 0.3656 | 0.16931
2019-09-07 07:00 | 43715.2917 | 0.04419 | 0.03031 | 2019-09-07 07:00 | 43715.2917 | 0.38816 | 0.17625
2019-09-07 08:00 | 43715.3333 | 0.04965 | 0.03157 | 2019-09-07 08:00 | 43715.3333 | 0.30111 | 0.11936
2019-09-07 09:00 | 43715.375 | 0.04599 | 0.03728 | 2019-09-07 09:00 | 43715.375 | 0.30405 | 0.0986
2019-09-07 10:00 | 43715.4167 | 0.04864 | 0.03474 | 2019-09-07 10:00 | 43715.4167 | 0.29107 | 0.09296
2019-09-07 11:00 | 43715.4583 | 0.04775 | 0.03695 | 2019-09-07 11:00 | 43715.4583 | 0.28049 | 0.091
2019-09-07 12:00 | 43715.5 | 0.11248 | 0.03606 | 2019-09-07 12:00 | 43715.5 | 0.2652 | 0.08192
2019-09-07 13:00 | 43715.5417 | 0.10887 | 0.03501 | 2019-09-07 13:00 | 43715.5417 | 0.17522 | 0.05344
2019-09-07 14:00 | 43715.5833 | 0.10824 | 0.03198 | 2019-09-07 14:00 | 43715.5833 | 0.17067 | 0.04957
2019-09-07 15:00 | 43715.625 | 0.10464 | 0.03121 | 2019-09-07 15:00 | 43715.625 | 0.16758 | 0.04788
2019-09-07 16:00 | 43715.6667 | 0.10698 | 0.02812 | 2019-09-07 16:00 | 43715.6667 | 0.17659 | 0.05252
2019-09-07 17:00 | 43715.7083 | 0.11031 | 0.03035 | 2019-09-07 17:00 | 43715.7083 | 0.26122 | 0.0755
2019-09-07 18:00 | 43715.75 | 0.11309 | 0.03325 | 2019-09-07 18:00 | 43715.75 | 0.30013 | 0.09783
2019-09-07 19:00 | 43715.7917 | 0.1181 | 0.03557 | 2019-09-07 19:00 | 43715.7917 | 0.37757 | 0.1555
2019-09-07 20:00 | 43715.8333 | 0.11929 | 0.03931 | 2019-09-07 20:00 | 43715.8333 | 0.41434 | 0.18865
2019-09-07 21:00 | 43715.875 | 0.11724 | 0.04009 | 2019-09-07 21:00 | 43715.875 | 0.35608 | 0.16403
2019-09-07 22:00 | 43715.9167 | 0.04767 | 0.03777 | 2019-09-07 22:00 | 43715.9167 | 0.32296 | 0.11959
2019-09-07 23:00 | 43715.9583 | 0.04686 | 0.03438 | 2019-09-07 23:00 | 43715.9583 | 0.29893 | 0.15244
2019-09-08 | 43716 | 0.04459 | 0.03441 | 2019-09-08 | 43716 | 0.31507 | 0.1493
2019-09-08 01:00 | 43716.0417 | 0.03953 | 0.03257 | 2019-09-08 01:00 | 43716.0417 | 0.31988 | 0.14601
2019-09-08 02:00 | 43716.0833 | 0.03807 | 0.02842 | 2019-09-08 02:00 | 43716.0833 | 0.30767 | 0.1296
2019-09-08 03:00 | 43716.125 | 0.03797 | 0.027 | 2019-09-08 03:00 | 43716.125 | 0.31 | 0.1296
2019-09-08 04:00 | 43716.1667 | 0.03888 | 0.02692 | 2019-09-08 04:00 | 43716.1667 | 0.30602 | 0.12946
2019-09-08 05:00 | 43716.2083 | 0.03886 | 0.02781 | 2019-09-08 05:00 | 43716.2083 | 0.29893 | 0.1374
2019-09-08 06:00 | 43716.25 | 0.0413 | 0.02793 | 2019-09-08 06:00 | 43716.25 | 0.31406 | 0.16124
2019-09-08 07:00 | 43716.2917 | 0.04005 | 0.0289 | 2019-09-08 07:00 | 43716.2917 | 0.3483 | 0.1748
2019-09-08 08:00 | 43716.3333 | 0.04451 | 0.02819 | 2019-09-08 08:00 | 43716.3333 | 0.31891 | 0.16183
2019-09-08 09:00 | 43716.375 | 0.04433 | 0.03183 | 2019-09-08 09:00 | 43716.375 | 0.35082 | 0.15689
2019-09-08 10:00 | 43716.4167 | 0.04622 | 0.03257 | 2019-09-08 10:00 | 43716.4167 | 0.33936 | 0.15039
2019-09-08 11:00 | 43716.4583 | 0.04687 | 0.03473 | 2019-09-08 11:00 | 43716.4583 | 0.33641 | 0.15148
2019-09-08 12:00 | 43716.5 | 0.11432 | 0.03528 | 2019-09-08 12:00 | 43716.5 | 0.33493 | 0.15211
2019-09-08 13:00 | 43716.5417 | 0.11629 | 0.03646 | 2019-09-08 13:00 | 43716.5417 | 0.2753 | 0.13843
2019-09-08 14:00 | 43716.5833 | 0.11344 | 0.03807 | 2019-09-08 14:00 | 43716.5833 | 0.26582 | 0.12949
2019-09-08 15:00 | 43716.625 | 0.11085 | 0.03532 | 2019-09-08 15:00 | 43716.625 | 0.26097 | 0.1245
2019-09-08 16:00 | 43716.6667 | 0.11153 | 0.03404 | 2019-09-08 16:00 | 43716.6667 | 0.26741 | 0.1295
2019-09-08 17:00 | 43716.7083 | 0.11407 | 0.0337 | 2019-09-08 17:00 | 43716.7083 | 0.33647 | 0.1483
2019-09-08 18:00 | 43716.75 | 0.12004 | 0.03595 | 2019-09-08 18:00 | 43716.75 | 0.3574 | 0.15779
2019-09-08 19:00 | 43716.7917 | 0.1233 | 0.04088 | 2019-09-08 19:00 | 43716.7917 | 0.41171 | 0.2
2019-09-08 20:00 | 43716.8333 | 0.12508 | 0.04322 | 2019-09-08 20:00 | 43716.8333 | 0.47089 | 0.24996
2019-09-08 21:00 | 43716.875 | 0.12095 | 0.04531 | 2019-09-08 21:00 | 43716.875 | 0.374 | 0.19802
2019-09-08 22:00 | 43716.9167 | 0.05211 | 0.04247 | 2019-09-08 22:00 | 43716.9167 | 0.35464 | 0.17186
2019-09-08 23:00 | 43716.9583 | 0.05953 | 0.03983 | 2019-09-08 23:00 | 43716.9583 | 0.35406 | 0.1895
2019-09-09 | 43717 | 0.05828 | 0.04628 | 2019-09-09 | 43717 | 0.35039 | 0.17028
2019-09-09 01:00 | 43717.0417 | 0.05743 | 0.04512 | 2019-09-09 01:00 | 43717.0417 | 0.35078 | 0.15938
2019-09-09 02:00 | 43717.0833 | 0.05717 | 0.04447 | 2019-09-09 02:00 | 43717.0833 | 0.35003 | 0.15637
2019-09-09 03:00 | 43717.125 | 0.05365 | 0.04423 | 2019-09-09 03:00 | 43717.125 | 0.34918 | 0.15627
2019-09-09 04:00 | 43717.1667 | 0.05127 | 0.04113 | 2019-09-09 04:00 | 43717.1667 | 0.34778 | 0.15902
2019-09-09 05:00 | 43717.2083 | 0.0543 | 0.03923 | 2019-09-09 05:00 | 43717.2083 | 0.31825 | 0.15186
2019-09-09 06:00 | 43717.25 | 0.0591 | 0.04227 | 2019-09-09 06:00 | 43717.25 | 0.34877 | 0.19308
2019-09-09 07:00 | 43717.2917 | 0.05976 | 0.0468 | 2019-09-09 07:00 | 43717.2917 | 0.38179 | 0.20472
2019-09-09 08:00 | 43717.3333 | 0.06146 | 0.04843 | 2019-09-09 08:00 | 43717.3333 | 0.32549 | 0.17105
2019-09-09 09:00 | 43717.375 | 0.05912 | 0.04989 | 2019-09-09 09:00 | 43717.375 | 0.31493 | 0.1324
2019-09-09 10:00 | 43717.4167 | 0.05779 | 0.04796 | 2019-09-09 10:00 | 43717.4167 | 0.29543 | 0.12003
2019-09-09 11:00 | 43717.4583 | 0.05699 | 0.04674 | 2019-09-09 11:00 | 43717.4583 | 0.2898 | 0.11835
2019-09-09 12:00 | 43717.5 | 0.12223 | 0.04595 | 2019-09-09 12:00 | 43717.5 | 0.28772 | 0.11767
2019-09-09 13:00 | 43717.5417 | 0.11944 | 0.04506 | 2019-09-09 13:00 | 43717.5417 | 0.24773 | 0.12083
2019-09-09 14:00 | 43717.5833 | 0.11937 | 0.04246 | 2019-09-09 14:00 | 43717.5833 | 0.24718 | 0.1193
2019-09-09 15:00 | 43717.625 | 0.1185 | 0.04212 | 2019-09-09 15:00 | 43717.625 | 0.24388 | 0.11787
2019-09-09 16:00 | 43717.6667 | 0.1204 | 0.04146 | 2019-09-09 16:00 | 43717.6667 | 0.24884 | 0.12077
2019-09-09 17:00 | 43717.7083 | 0.11642 | 0.04326 | 2019-09-09 17:00 | 43717.7083 | 0.29508 | 0.11867
2019-09-09 18:00 | 43717.75 | 0.11683 | 0.03979 | 2019-09-09 18:00 | 43717.75 | 0.35978 | 0.1596
2019-09-09 19:00 | 43717.7917 | 0.11819 | 0.03988 | 2019-09-09 19:00 | 43717.7917 | 0.4504 | 0.23396
2019-09-09 20:00 | 43717.8333 | 0.12053 | 0.04111 | 2019-09-09 20:00 | 43717.8333 | 0.46673 | 0.24931
2019-09-09 21:00 | 43717.875 | 0.11594 | 0.04295 | 2019-09-09 21:00 | 43717.875 | 0.39432 | 0.21866
2019-09-09 22:00 | 43717.9167 | 0.04497 | 0.03877 | 2019-09-09 22:00 | 43717.9167 | 0.34146 | 0.16056
2019-09-09 23:00 | 43717.9583 | 0.04443 | 0.0341 | 2019-09-09 23:00 | 43717.9583 | 0.40543 | 0.20859
2019-09-10 | 43718 | 0.0439 | 0.03303 | 2019-09-10 | 43718 | 0.39673 | 0.18924
2019-09-10 01:00 | 43718.0417 | 0.04192 | 0.03262 | 2019-09-10 01:00 | 43718.0417 | 0.38924 | 0.17236
2019-09-10 02:00 | 43718.0833 | 0.0398 | 0.03084 | 2019-09-10 02:00 | 43718.0833 | 0.39793 | 0.17093
2019-09-10 03:00 | 43718.125 | 0.03821 | 0.02883 | 2019-09-10 03:00 | 43718.125 | 0.40117 | 0.17013
2019-09-10 04:00 | 43718.1667 | 0.03857 | 0.02739 | 2019-09-10 04:00 | 43718.1667 | 0.40324 | 0.16997
2019-09-10 05:00 | 43718.2083 | 0.04534 | 0.02783 | 2019-09-10 05:00 | 43718.2083 | 0.39728 | 0.1709
2019-09-10 06:00 | 43718.25 | 0.04937 | 0.03302 | 2019-09-10 06:00 | 43718.25 | 0.38905 | 0.17202
2019-09-10 07:00 | 43718.2917 | 0.05208 | 0.03729 | 2019-09-10 07:00 | 43718.2917 | 0.37321 | 0.17069
2019-09-10 08:00 | 43718.3333 | 0.05145 | 0.04086 | 2019-09-10 08:00 | 43718.3333 | 0.33449 | 0.16412
2019-09-10 09:00 | 43718.375 | 0.04594 | 0.04082 | 2019-09-10 09:00 | 43718.375 | 0.27286 | 0.14018
2019-09-10 10:00 | 43718.4167 | 0.04227 | 0.03579 | 2019-09-10 10:00 | 43718.4167 | 0.27242 | 0.1474
2019-09-10 11:00 | 43718.4583 | 0.0426 | 0.03234 | 2019-09-10 11:00 | 43718.4583 | 0.27168 | 0.14824
2019-09-10 12:00 | 43718.5 | 0.10822 | 0.03268 | 2019-09-10 12:00 | 43718.5 | 0.27033 | 0.14849
2019-09-10 13:00 | 43718.5417 | 0.1069 | 0.03259 | 2019-09-10 13:00 | 43718.5417 | 0.25598 | 0.13963
2019-09-10 14:00 | 43718.5833 | 0.10792 | 0.03112 | 2019-09-10 14:00 | 43718.5833 | 0.24114 | 0.12296
2019-09-10 15:00 | 43718.625 | 0.10791 | 0.03179 | 2019-09-10 15:00 | 43718.625 | 0.23951 | 0.12044
2019-09-10 16:00 | 43718.6667 | 0.10982 | 0.03184 | 2019-09-10 16:00 | 43718.6667 | 0.25806 | 0.1346
2019-09-10 17:00 | 43718.7083 | 0.11094 | 0.03364 | 2019-09-10 17:00 | 43718.7083 | 0.29653 | 0.15657
2019-09-10 18:00 | 43718.75 | 0.11431 | 0.03462 | 2019-09-10 18:00 | 43718.75 | 0.33828 | 0.1854
2019-09-10 19:00 | 43718.7917 | 0.12121 | 0.0374 | 2019-09-10 19:00 | 43718.7917 | 0.43238 | 0.24961
2019-09-10 20:00 | 43718.8333 | 0.12049 | 0.04319 | 2019-09-10 20:00 | 43718.8333 | 0.49296 | 0.29964
2019-09-10 21:00 | 43718.875 | 0.11285 | 0.04258 | 2019-09-10 21:00 | 43718.875 | 0.44562 | 0.2545
2019-09-10 22:00 | 43718.9167 | 0.04302 | 0.03562 | 2019-09-10 22:00 | 43718.9167 | 0.39711 | 0.20385
2019-09-10 23:00 | 43718.9583 | 0.0421 | 0.0315 | 2019-09-10 23:00 | 43718.9583 | 0.44408 | 0.20867
2019-09-11 | 43719 | 0.0409 | 0.03096 | 2019-09-11 | 43719 | 0.44571 | 0.19056
2019-09-11 01:00 | 43719.0417 | 0.03857 | 0.02986 | 2019-09-11 01:00 | 43719.0417 | 0.45369 | 0.18901
2019-09-11 02:00 | 43719.0833 | 0.03606 | 0.02787 | 2019-09-11 02:00 | 43719.0833 | 0.45887 | 0.18675
2019-09-11 03:00 | 43719.125 | 0.03613 | 0.02545 | 2019-09-11 03:00 | 43719.125 | 0.46206 | 0.1849
2019-09-11 04:00 | 43719.1667 | 0.03626 | 0.02536 | 2019-09-11 04:00 | 43719.1667 | 0.46164 | 0.18345
2019-09-11 05:00 | 43719.2083 | 0.04531 | 0.02561 | 2019-09-11 05:00 | 43719.2083 | 0.45613 | 0.1834
2019-09-11 06:00 | 43719.25 | 0.04695 | 0.03323 | 2019-09-11 06:00 | 43719.25 | 0.44716 | 0.17943
2019-09-11 07:00 | 43719.2917 | 0.04954 | 0.0353 | 2019-09-11 07:00 | 43719.2917 | 0.39712 | 0.15644
2019-09-11 08:00 | 43719.3333 | 0.05024 | 0.03869 | 2019-09-11 08:00 | 43719.3333 | 0.35505 | 0.17643
2019-09-11 09:00 | 43719.375 | 0.04648 | 0.03965 | 2019-09-11 09:00 | 43719.375 | 0.27071 | 0.13533
2019-09-11 10:00 | 43719.4167 | 0.04395 | 0.03607 | 2019-09-11 10:00 | 43719.4167 | 0.23384 | 0.11759
2019-09-11 11:00 | 43719.4583 | 0.04212 | 0.03354 | 2019-09-11 11:00 | 43719.4583 | 0.22087 | 0.11176
2019-09-11 12:00 | 43719.5 | 0.11001 | 0.03171 | 2019-09-11 12:00 | 43719.5 | 0.21216 | 0.10807
2019-09-11 13:00 | 43719.5417 | 0.11063 | 0.03382 | 2019-09-11 13:00 | 43719.5417 | 0.19638 | 0.0997
2019-09-11 14:00 | 43719.5833 | 0.11012 | 0.03429 | 2019-09-11 14:00 | 43719.5833 | 0.1968 | 0.099
2019-09-11 15:00 | 43719.625 | 0.11157 | 0.03349 | 2019-09-11 15:00 | 43719.625 | 0.19669 | 0.098
2019-09-11 16:00 | 43719.6667 | 0.11109 | 0.0349 | 2019-09-11 16:00 | 43719.6667 | 0.19972 | 0.10159
2019-09-11 17:00 | 43719.7083 | 0.11402 | 0.03457 | 2019-09-11 17:00 | 43719.7083 | 0.23392 | 0.11554
2019-09-11 18:00 | 43719.75 | 0.11675 | 0.03727 | 2019-09-11 18:00 | 43719.75 | 0.32884 | 0.17536
2019-09-11 19:00 | 43719.7917 | 0.11878 | 0.03951 | 2019-09-11 19:00 | 43719.7917 | 0.35976 | 0.19298
2019-09-11 20:00 | 43719.8333 | 0.11972 | 0.04101 | 2019-09-11 20:00 | 43719.8333 | 0.42237 | 0.2515
2019-09-11 21:00 | 43719.875 | 0.11377 | 0.04207 | 2019-09-11 21:00 | 43719.875 | 0.39289 | 0.22098
2019-09-11 22:00 | 43719.9167 | 0.04742 | 0.03639 | 2019-09-11 22:00 | 43719.9167 | 0.37899 | 0.19178
2019-09-11 23:00 | 43719.9583 | 0.04397 | 0.03582 | 2019-09-11 23:00 | 43719.9583 | 0.4057 | 0.18958
2019-09-12 | 43720 | 0.04104 | 0.03264 | 2019-09-12 | 43720 | 0.38297 | 0.16448
2019-09-12 01:00 | 43720.0417 | 0.03958 | 0.02976 | 2019-09-12 01:00 | 43720.0417 | 0.38235 | 0.15427
2019-09-12 02:00 | 43720.0833 | 0.0388 | 0.02879 | 2019-09-12 02:00 | 43720.0833 | 0.3721 | 0.13927
2019-09-12 03:00 | 43720.125 | 0.03885 | 0.02841 | 2019-09-12 03:00 | 43720.125 | 0.37513 | 0.13925
2019-09-12 04:00 | 43720.1667 | 0.03941 | 0.02842 | 2019-09-12 04:00 | 43720.1667 | 0.37003 | 0.13933
2019-09-12 05:00 | 43720.2083 | 0.05337 | 0.02905 | 2019-09-12 05:00 | 43720.2083 | 0.3733 | 0.16175
2019-09-12 06:00 | 43720.25 | 0.05549 | 0.04121 | 2019-09-12 06:00 | 43720.25 | 0.38985 | 0.18831
2019-09-12 07:00 | 43720.2917 | 0.0539 | 0.04339 | 2019-09-12 07:00 | 43720.2917 | 0.4176 | 0.20336
2019-09-12 08:00 | 43720.3333 | 0.05469 | 0.04282 | 2019-09-12 08:00 | 43720.3333 | 0.41901 | 0.21927
2019-09-12 09:00 | 43720.375 | 0.05454 | 0.04392 | 2019-09-12 09:00 | 43720.375 | 0.43278 | 0.19944
2019-09-12 10:00 | 43720.4167 | 0.05245 | 0.04383 | 2019-09-12 10:00 | 43720.4167 | 0.39141 | 0.17454
2019-09-12 11:00 | 43720.4583 | 0.05146 | 0.04191 | 2019-09-12 11:00 | 43720.4583 | 0.36878 | 0.15976
2019-09-12 12:00 | 43720.5 | 0.11806 | 0.0409 | 2019-09-12 12:00 | 43720.5 | 0.36125 | 0.16036
2019-09-12 13:00 | 43720.5417 | 0.11601 | 0.04143 | 2019-09-12 13:00 | 43720.5417 | 0.2827 | 0.13443
2019-09-12 14:00 | 43720.5833 | 0.11549 | 0.03944 | 2019-09-12 14:00 | 43720.5833 | 0.28524 | 0.1354
2019-09-12 15:00 | 43720.625 | 0.11496 | 0.03869 | 2019-09-12 15:00 | 43720.625 | 0.3146 | 0.15552
2019-09-12 16:00 | 43720.6667 | 0.11645 | 0.03831 | 2019-09-12 16:00 | 43720.6667 | 0.33844 | 0.17554
2019-09-12 17:00 | 43720.7083 | 0.11923 | 0.03977 | 2019-09-12 17:00 | 43720.7083 | 0.41559 | 0.19342
2019-09-12 18:00 | 43720.75 | 0.12028 | 0.04184 | 2019-09-12 18:00 | 43720.75 | 0.44062 | 0.20582
2019-09-12 19:00 | 43720.7917 | 0.12222 | 0.04245 | 2019-09-12 19:00 | 43720.7917 | 0.46109 | 0.22427
2019-09-12 20:00 | 43720.8333 | 0.11906 | 0.04397 | 2019-09-12 20:00 | 43720.8333 | 0.47991 | 0.23926
2019-09-12 21:00 | 43720.875 | 0.11514 | 0.04135 | 2019-09-12 21:00 | 43720.875 | 0.38078 | 0.18218
2019-09-12 22:00 | 43720.9167 | 0.04862 | 0.03787 | 2019-09-12 22:00 | 43720.9167 | 0.36385 | 0.16031
2019-09-12 23:00 | 43720.9583 | 0.045 | 0.03723 | 2019-09-12 23:00 | 43720.9583 | 0.28399 | 0.13084
2019-09-13 | 43721 | 0.04223 | 0.03372 | 2019-09-13 | 43721 | 0.27904 | 0.11952
2019-09-13 01:00 | 43721.0417 | 0.04072 | 0.03114 | 2019-09-13 01:00 | 43721.0417 | 0.27601 | 0.11275
2019-09-13 02:00 | 43721.0833 | 0.0402 | 0.03017 | 2019-09-13 02:00 | 43721.0833 | 0.26125 | 0.0995
2019-09-13 03:00 | 43721.125 | 0.03979 | 0.02982 | 2019-09-13 03:00 | 43721.125 | 0.25387 | 0.09128
2019-09-13 04:00 | 43721.1667 | 0.04057 | 0.02943 | 2019-09-13 04:00 | 43721.1667 | 0.24797 | 0.08954
2019-09-13 05:00 | 43721.2083 | 0.05264 | 0.03025 | 2019-09-13 05:00 | 43721.2083 | 0.24443 | 0.10107
2019-09-13 06:00 | 43721.25 | 0.0559 | 0.04002 | 2019-09-13 06:00 | 43721.25 | 0.25695 | 0.11957
2019-09-13 07:00 | 43721.2917 | 0.0544 | 0.0438 | 2019-09-13 07:00 | 43721.2917 | 0.28669 | 0.1198
2019-09-13 08:00 | 43721.3333 | 0.05517 | 0.04341 | 2019-09-13 08:00 | 43721.3333 | 0.28965 | 0.1298
2019-09-13 09:00 | 43721.375 | 0.05391 | 0.04451 | 2019-09-13 09:00 | 43721.375 | 0.324 | 0.12565
2019-09-13 10:00 | 43721.4167 | 0.05255 | 0.04341 | 2019-09-13 10:00 | 43721.4167 | 0.30985 | 0.11375
2019-09-13 11:00 | 43721.4583 | 0.05243 | 0.04198 | 2019-09-13 11:00 | 43721.4583 | 0.30585 | 0.11275
2019-09-13 12:00 | 43721.5 | 0.11728 | 0.04175 | 2019-09-13 12:00 | 43721.5 | 0.3036 | 0.11251
2019-09-13 13:00 | 43721.5417 | 0.11386 | 0.04075 | 2019-09-13 13:00 | 43721.5417 | 0.25288 | 0.10918
2019-09-13 14:00 | 43721.5833 | 0.11219 | 0.03758 | 2019-09-13 14:00 | 43721.5833 | 0.25775 | 0.10952
2019-09-13 15:00 | 43721.625 | 0.11356 | 0.03586 | 2019-09-13 15:00 | 43721.625 | 0.26508 | 0.11077
2019-09-13 16:00 | 43721.6667 | 0.11867 | 0.03717 | 2019-09-13 16:00 | 43721.6667 | 0.27374 | 0.11188
2019-09-13 17:00 | 43721.7083 | 0.11861 | 0.04182 | 2019-09-13 17:00 | 43721.7083 | 0.34269 | 0.12996
2019-09-13 18:00 | 43721.75 | 0.11917 | 0.04175 | 2019-09-13 18:00 | 43721.75 | 0.40148 | 0.1695
2019-09-13 19:00 | 43721.7917 | 0.12169 | 0.04201 | 2019-09-13 19:00 | 43721.7917 | 0.44166 | 0.20468
2019-09-13 20:00 | 43721.8333 | 0.12229 | 0.04395 | 2019-09-13 20:00 | 43721.8333 | 0.44795 | 0.21142
2019-09-13 21:00 | 43721.875 | 0.11952 | 0.04437 | 2019-09-13 21:00 | 43721.875 | 0.39827 | 0.19457
2019-09-13 22:00 | 43721.9167 | 0.05005 | 0.04161 | 2019-09-13 22:00 | 43721.9167 | 0.35478 | 0.14949
2019-09-13 23:00 | 43721.9583 | 0.05189 | 0.03831 | 2019-09-13 23:00 | 43721.9583 | 0.28337 | 0.1095
2019-09-14 | 43722 | 0.0444 | 0.03942 | 2019-09-14 | 43722 | 0.28685 | 0.10398
2019-09-14 01:00 | 43722.0417 | 0.04343 | 0.03232 | 2019-09-14 01:00 | 43722.0417 | 0.28357 | 0.09475
2019-09-14 02:00 | 43722.0833 | 0.04234 | 0.03186 | 2019-09-14 02:00 | 43722.0833 | 0.28866 | 0.09375
2019-09-14 03:00 | 43722.125 | 0.04211 | 0.03086 | 2019-09-14 03:00 | 43722.125 | 0.29346 | 0.09477
2019-09-14 04:00 | 43722.1667 | 0.04172 | 0.03066 | 2019-09-14 04:00 | 43722.1667 | 0.30353 | 0.10125
2019-09-14 05:00 | 43722.2083 | 0.04225 | 0.03036 | 2019-09-14 05:00 | 43722.2083 | 0.30298 | 0.10871
2019-09-14 06:00 | 43722.25 | 0.04425 | 0.03093 | 2019-09-14 06:00 | 43722.25 | 0.31819 | 0.12947
2019-09-14 07:00 | 43722.2917 | 0.04795 | 0.03207 | 2019-09-14 07:00 | 43722.2917 | 0.3669 | 0.15255
2019-09-14 08:00 | 43722.3333 | 0.05357 | 0.03553 | 2019-09-14 08:00 | 43722.3333 | 0.34818 | 0.15255
2019-09-14 09:00 | 43722.375 | 0.05019 | 0.04157 | 2019-09-14 09:00 | 43722.375 | 0.36781 | 0.14148
2019-09-14 10:00 | 43722.4167 | 0.05006 | 0.03897 | 2019-09-14 10:00 | 43722.4167 | 0.32986 | 0.11328
2019-09-14 11:00 | 43722.4583 | 0.05021 | 0.03896 | 2019-09-14 11:00 | 43722.4583 | 0.33319 | 0.11778
2019-09-14 12:00 | 43722.5 | 0.11711 | 0.03895 | 2019-09-14 12:00 | 43722.5 | 0.32099 | 0.11047
2019-09-14 13:00 | 43722.5417 | 0.11644 | 0.03965 | 2019-09-14 13:00 | 43722.5417 | 0.27027 | 0.10869
2019-09-14 14:00 | 43722.5833 | 0.11256 | 0.03874 | 2019-09-14 14:00 | 43722.5833 | 0.27182 | 0.10748
2019-09-14 15:00 | 43722.625 | 0.10876 | 0.03514 | 2019-09-14 15:00 | 43722.625 | 0.27951 | 0.10869
2019-09-14 16:00 | 43722.6667 | 0.11237 | 0.0317 | 2019-09-14 16:00 | 43722.6667 | 0.28577 | 0.11047
2019-09-14 17:00 | 43722.7083 | 0.12035 | 0.03522 | 2019-09-14 17:00 | 43722.7083 | 0.36813 | 0.13089
2019-09-14 18:00 | 43722.75 | 0.12237 | 0.04224 | 2019-09-14 18:00 | 43722.75 | 0.43756 | 0.17427
2019-09-14 19:00 | 43722.7917 | 0.12724 | 0.04382 | 2019-09-14 19:00 | 43722.7917 | 0.48272 | 0.21429
2019-09-14 20:00 | 43722.8333 | 0.12274 | 0.04781 | 2019-09-14 20:00 | 43722.8333 | 0.51503 | 0.23905
2019-09-14 21:00 | 43722.875 | 0.1206 | 0.04387 | 2019-09-14 21:00 | 43722.875 | 0.44918 | 0.20727
2019-09-14 22:00 | 43722.9167 | 0.04834 | 0.04164 | 2019-09-14 22:00 | 43722.9167 | 0.42612 | 0.16718
2019-09-14 23:00 | 43722.9583 | 0.05253 | 0.03592 | 2019-09-14 23:00 | 43722.9583 | 0.41951 | 0.17347
2019-09-15 | 43723 | 0.04823 | 0.03951 | 2019-09-15 | 43723 | 0.43485 | 0.16892
2019-09-15 01:00 | 43723.0417 | 0.04331 | 0.03557 | 2019-09-15 01:00 | 43723.0417 | 0.43476 | 0.16391
2019-09-15 02:00 | 43723.0833 | 0.04301 | 0.03154 | 2019-09-15 02:00 | 43723.0833 | 0.42915 | 0.15394
2019-09-15 03:00 | 43723.125 | 0.0429 | 0.03127 | 2019-09-15 03:00 | 43723.125 | 0.44297 | 0.16366
2019-09-15 04:00 | 43723.1667 | 0.04289 | 0.03118 | 2019-09-15 04:00 | 43723.1667 | 0.43782 | 0.16392
2019-09-15 05:00 | 43723.2083 | 0.04313 | 0.03127 | 2019-09-15 05:00 | 43723.2083 | 0.42646 | 0.16702
2019-09-15 06:00 | 43723.25 | 0.04318 | 0.03152 | 2019-09-15 06:00 | 43723.25 | 0.41293 | 0.17625
2019-09-15 07:00 | 43723.2917 | 0.04271 | 0.03152 | 2019-09-15 07:00 | 43723.2917 | 0.44303 | 0.19396
2019-09-15 08:00 | 43723.3333 | 0.04787 | 0.03152 | 2019-09-15 08:00 | 43723.3333 | 0.4139 | 0.18654
2019-09-15 09:00 | 43723.375 | 0.0509 | 0.03622 | 2019-09-15 09:00 | 43723.375 | 0.43536 | 0.17601
2019-09-15 10:00 | 43723.4167 | 0.05074 | 0.03867 | 2019-09-15 10:00 | 43723.4167 | 0.4295 | 0.1755
2019-09-15 11:00 | 43723.4583 | 0.05142 | 0.03868 | 2019-09-15 11:00 | 43723.4583 | 0.4255 | 0.17596
2019-09-15 12:00 | 43723.5 | 0.11804 | 0.03911 | 2019-09-15 12:00 | 43723.5 | 0.42268 | 0.17621
2019-09-15 13:00 | 43723.5417 | 0.11829 | 0.03943 | 2019-09-15 13:00 | 43723.5417 | 0.37476 | 0.17559
2019-09-15 14:00 | 43723.5833 | 0.11498 | 0.03949 | 2019-09-15 14:00 | 43723.5833 | 0.37521 | 0.172
2019-09-15 15:00 | 43723.625 | 0.11272 | 0.03626 | 2019-09-15 15:00 | 43723.625 | 0.36771 | 0.16455
2019-09-15 16:00 | 43723.6667 | 0.11297 | 0.03539 | 2019-09-15 16:00 | 43723.6667 | 0.37567 | 0.16753
2019-09-15 17:00 | 43723.7083 | 0.11979 | 0.03557 | 2019-09-15 17:00 | 43723.7083 | 0.4353 | 0.17261
2019-09-15 18:00 | 43723.75 | 0.12254 | 0.04149 | 2019-09-15 18:00 | 43723.75 | 0.46626 | 0.19434
2019-09-15 19:00 | 43723.7917 | 0.12943 | 0.04371 | 2019-09-15 19:00 | 43723.7917 | 0.48088 | 0.20953
2019-09-15 20:00 | 43723.8333 | 0.13006 | 0.04872 | 2019-09-15 20:00 | 43723.8333 | 0.48563 | 0.21475
2019-09-15 21:00 | 43723.875 | 0.12442 | 0.04976 | 2019-09-15 21:00 | 43723.875 | 0.41551 | 0.17894
2019-09-15 22:00 | 43723.9167 | 0.05564 | 0.04566 | 2019-09-15 22:00 | 43723.9167 | 0.40263 | 0.15451
2019-09-15 23:00 | 43723.9583 | 0.05818 | 0.04333 | 2019-09-15 23:00 | 43723.9583 | 0.40286 | 0.19047
2019-09-16 | 43724 | 0.05777 | 0.04468 | 2019-09-16 | 43724 | 0.40402 | 0.18068
2019-09-16 01:00 | 43724.0417 | 0.05388 | 0.04423 | 2019-09-16 01:00 | 43724.0417 | 0.39613 | 0.16434
2019-09-16 02:00 | 43724.0833 | 0.05257 | 0.04084 | 2019-09-16 02:00 | 43724.0833 | 0.39295 | 0.15578
2019-09-16 03:00 | 43724.125 | 0.05149 | 0.03966 | 2019-09-16 03:00 | 43724.125 | 0.39304 | 0.15455
2019-09-16 04:00 | 43724.1667 | 0.05264 | 0.03868 | 2019-09-16 04:00 | 43724.1667 | 0.39857 | 0.15499
2019-09-16 05:00 | 43724.2083 | 0.05969 | 0.03991 | 2019-09-16 05:00 | 43724.2083 | 0.39439 | 0.17028
2019-09-16 06:00 | 43724.25 | 0.06301 | 0.04617 | 2019-09-16 06:00 | 43724.25 | 0.39065 | 0.19217
2019-09-16 07:00 | 43724.2917 | 0.06264 | 0.04975 | 2019-09-16 07:00 | 43724.2917 | 0.40912 | 0.20058
2019-09-16 08:00 | 43724.3333 | 0.06388 | 0.05054 | 2019-09-16 08:00 | 43724.3333 | 0.37787 | 0.18915
2019-09-16 09:00 | 43724.375 | 0.06208 | 0.05205 | 2019-09-16 09:00 | 43724.375 | 0.38915 | 0.16882
2019-09-16 10:00 | 43724.4167 | 0.06227 | 0.05055 | 2019-09-16 10:00 | 43724.4167 | 0.38527 | 0.18044
2019-09-16 11:00 | 43724.4583 | 0.0614 | 0.05064 | 2019-09-16 11:00 | 43724.4583 | 0.38145 | 0.17993
2019-09-16 12:00 | 43724.5 | 0.12826 | 0.04982 | 2019-09-16 12:00 | 43724.5 | 0.37766 | 0.17946
2019-09-16 13:00 | 43724.5417 | 0.12741 | 0.05021 | 2019-09-16 13:00 | 43724.5417 | 0.30134 | 0.15406
2019-09-16 14:00 | 43724.5833 | 0.12722 | 0.04923 | 2019-09-16 14:00 | 43724.5833 | 0.29501 | 0.14347
2019-09-16 15:00 | 43724.625 | 0.12606 | 0.04874 | 2019-09-16 15:00 | 43724.625 | 0.29827 | 0.1395
2019-09-16 16:00 | 43724.6667 | 0.12872 | 0.04794 | 2019-09-16 16:00 | 43724.6667 | 0.29598 | 0.14078
2019-09-16 17:00 | 43724.7083 | 0.12797 | 0.05049 | 2019-09-16 17:00 | 43724.7083 | 0.35409 | 0.1495
2019-09-16 18:00 | 43724.75 | 0.12928 | 0.04975 | 2019-09-16 18:00 | 43724.75 | 0.39693 | 0.18059
2019-09-16 19:00 | 43724.7917 | 0.13467 | 0.05061 | 2019-09-16 19:00 | 43724.7917 | 0.42054 | 0.20159
2019-09-16 20:00 | 43724.8333 | 0.1298 | 0.0552 | 2019-09-16 20:00 | 43724.8333 | 0.42166 | 0.20194
2019-09-16 21:00 | 43724.875 | 0.12697 | 0.05091 | 2019-09-16 21:00 | 43724.875 | 0.35817 | 0.17981
2019-09-16 22:00 | 43724.9167 | 0.06211 | 0.04814 | 2019-09-16 22:00 | 43724.9167 | 0.32669 | 0.14565
2019-09-16 23:00 | 43724.9583 | 0.06373 | 0.04922 | 2019-09-16 23:00 | 43724.9583 | 0.274 | 0.08912
2019-09-17 | 43725 | 0.06386 | 0.05033 | 2019-09-17 | 43725 | 0.24747 | 0.06332
2019-09-17 01:00 | 43725.0417 | 0.06366 | 0.05033 | 2019-09-17 01:00 | 43725.0417 | 0.24291 | 0.0591
2019-09-17 02:00 | 43725.0833 | 0.06387 | 0.04989 | 2019-09-17 02:00 | 43725.0833 | 0.2453 | 0.0545
2019-09-17 03:00 | 43725.125 | 0.06386 | 0.04966 | 2019-09-17 03:00 | 43725.125 | 0.24906 | 0.05343
2019-09-17 04:00 | 43725.1667 | 0.06392 | 0.04964 | 2019-09-17 04:00 | 43725.1667 | 0.25138 | 0.05398
2019-09-17 05:00 | 43725.2083 | 0.06369 | 0.04986 | 2019-09-17 05:00 | 43725.2083 | 0.24887 | 0.05429
2019-09-17 06:00 | 43725.25 | 0.06391 | 0.05009 | 2019-09-17 06:00 | 43725.25 | 0.24668 | 0.05785
2019-09-17 07:00 | 43725.2917 | 0.06393 | 0.05069 | 2019-09-17 07:00 | 43725.2917 | 0.24284 | 0.05813
2019-09-17 08:00 | 43725.3333 | 0.06197 | 0.05183 | 2019-09-17 08:00 | 43725.3333 | 0.18661 | 0.04832
2019-09-17 09:00 | 43725.375 | 0.06155 | 0.05055 | 2019-09-17 09:00 | 43725.375 | 0.12849 | 0.01451
2019-09-17 10:00 | 43725.4167 | 0.061 | 0.05018 | 2019-09-17 10:00 | 43725.4167 | 0.10866 | 0.00937
2019-09-17 11:00 | 43725.4583 | 0.06141 | 0.04971 | 2019-09-17 11:00 | 43725.4583 | 0.12196 | 0.01867
2019-09-17 12:00 | 43725.5 | 0.12775 | 0.04993 | 2019-09-17 12:00 | 43725.5 | 0.13664 | 0.02944
2019-09-17 13:00 | 43725.5417 | 0.12799 | 0.04993 | 2019-09-17 13:00 | 43725.5417 | 0.14694 | 0.02938
2019-09-17 14:00 | 43725.5833 | 0.12814 | 0.04991 | 2019-09-17 14:00 | 43725.5833 | 0.15388 | 0.02927
2019-09-17 15:00 | 43725.625 | 0.12812 | 0.04969 | 2019-09-17 15:00 | 43725.625 | 0.16796 | 0.03344
2019-09-17 16:00 | 43725.6667 | 0.12807 | 0.04981 | 2019-09-17 16:00 | 43725.6667 | 0.18318 | 0.05048
2019-09-17 17:00 | 43725.7083 | 0.12854 | 0.04991 | 2019-09-17 17:00 | 43725.7083 | 0.21781 | 0.05798
2019-09-17 18:00 | 43725.75 | 0.12887 | 0.05029 | 2019-09-17 18:00 | 43725.75 | 0.28221 | 0.09936
2019-09-17 19:00 | 43725.7917 | 0.13004 | 0.05016 | 2019-09-17 19:00 | 43725.7917 | 0.32481 | 0.14102
2019-09-17 20:00 | 43725.8333 | 0.13097 | 0.05104 | 2019-09-17 20:00 | 43725.8333 | 0.34911 | 0.167
2019-09-17 21:00 | 43725.875 | 0.12879 | 0.05179 | 2019-09-17 21:00 | 43725.875 | 0.2882 | 0.10598
2019-09-17 22:00 | 43725.9167 | 0.06296 | 0.04968 | 2019-09-17 22:00 | 43725.9167 | 0.29156 | 0.08755
2019-09-17 23:00 | 43725.9583 | 0.0638 | 0.04993 | 2019-09-17 23:00 | 43725.9583 | 0.26738 | 0.14305
2019-09-18 | 43726 | 0.06245 | 0.05032 | 2019-09-18 | 43726 | 0.27139 | 0.14033
2019-09-18 01:00 | 43726.0417 | 0.06129 | 0.04901 | 2019-09-18 01:00 | 43726.0417 | 0.27191 | 0.13881
2019-09-18 02:00 | 43726.0833 | 0.06135 | 0.04785 | 2019-09-18 02:00 | 43726.0833 | 0.2623 | 0.12335
2019-09-18 03:00 | 43726.125 | 0.06116 | 0.04749 | 2019-09-18 03:00 | 43726.125 | 0.2923 | 0.13736
2019-09-18 04:00 | 43726.1667 | 0.06119 | 0.04732 | 2019-09-18 04:00 | 43726.1667 | 0.29239 | 0.14039
2019-09-18 05:00 | 43726.2083 | 0.06076 | 0.04751 | 2019-09-18 05:00 | 43726.2083 | 0.29641 | 0.14593
2019-09-18 06:00 | 43726.25 | 0.06275 | 0.04759 | 2019-09-18 06:00 | 43726.25 | 0.30907 | 0.15689
2019-09-18 07:00 | 43726.2917 | 0.06295 | 0.04985 | 2019-09-18 07:00 | 43726.2917 | 0.29381 | 0.14999
2019-09-18 08:00 | 43726.3333 | 0.06232 | 0.05112 | 2019-09-18 08:00 | 43726.3333 | 0.2501 | 0.13935
2019-09-18 09:00 | 43726.375 | 0.06172 | 0.05092 | 2019-09-18 09:00 | 43726.375 | 0.18094 | 0.09882
2019-09-18 10:00 | 43726.4167 | 0.06135 | 0.05039 | 2019-09-18 10:00 | 43726.4167 | 0.16356 | 0.0867
2019-09-18 11:00 | 43726.4583 | 0.06194 | 0.04998 | 2019-09-18 11:00 | 43726.4583 | 0.1615 | 0.08552
2019-09-18 12:00 | 43726.5 | 0.12859 | 0.05036 | 2019-09-18 12:00 | 43726.5 | 0.16167 | 0.08551
2019-09-18 13:00 | 43726.5417 | 0.12796 | 0.05067 | 2019-09-18 13:00 | 43726.5417 | 0.16058 | 0.08493
2019-09-18 14:00 | 43726.5833 | 0.12841 | 0.04989 | 2019-09-18 14:00 | 43726.5833 | 0.1334 | 0.06214
2019-09-18 15:00 | 43726.625 | 0.12865 | 0.04992 | 2019-09-18 15:00 | 43726.625 | 0.16842 | 0.0846
2019-09-18 16:00 | 43726.6667 | 0.12914 | 0.05028 | 2019-09-18 16:00 | 43726.6667 | 0.18832 | 0.09894
2019-09-18 17:00 | 43726.7083 | 0.12921 | 0.05085 | 2019-09-18 17:00 | 43726.7083 | 0.25537 | 0.14455
2019-09-18 18:00 | 43726.75 | 0.13098 | 0.05086 | 2019-09-18 18:00 | 43726.75 | 0.28345 | 0.15583
2019-09-18 19:00 | 43726.7917 | 0.13262 | 0.05215 | 2019-09-18 19:00 | 43726.7917 | 0.30772 | 0.18218
2019-09-18 20:00 | 43726.8333 | 0.13397 | 0.05339 | 2019-09-18 20:00 | 43726.8333 | 0.32981 | 0.2019
2019-09-18 21:00 | 43726.875 | 0.12987 | 0.05458 | 2019-09-18 21:00 | 43726.875 | 0.30911 | 0.18248
2019-09-18 22:00 | 43726.9167 | 0.06272 | 0.05069 | 2019-09-18 22:00 | 43726.9167 | 0.31625 | 0.17545
2019-09-18 23:00 | 43726.9583 | 0.06362 | 0.04969 | 2019-09-18 23:00 | 43726.9583 | 0.32331 | 0.17665
2019-09-19 | 43727 | 0.06278 | 0.0501 | 2019-09-19 | 43727 | 0.30304 | 0.15467
2019-09-19 01:00 | 43727.0417 | 0.06088 | 0.04933 | 2019-09-19 01:00 | 43727.0417 | 0.30054 | 0.15029
2019-09-19 02:00 | 43727.0833 | 0.06011 | 0.04749 | 2019-09-19 02:00 | 43727.0833 | 0.30121 | 0.14651
2019-09-19 03:00 | 43727.125 | 0.05898 | 0.04635 | 2019-09-19 03:00 | 43727.125 | 0.31653 | 0.15313
2019-09-19 04:00 | 43727.1667 | 0.06064 | 0.04536 | 2019-09-19 04:00 | 43727.1667 | 0.32314 | 0.16204
2019-09-19 05:00 | 43727.2083 | 0.062 | 0.04704 | 2019-09-19 05:00 | 43727.2083 | 0.33477 | 0.19083
2019-09-19 06:00 | 43727.25 | 0.06496 | 0.04864 | 2019-09-19 06:00 | 43727.25 | 0.34206 | 0.20486
2019-09-19 07:00 | 43727.2917 | 0.06611 | 0.0517 | 2019-09-19 07:00 | 43727.2917 | 0.37715 | 0.21928
2019-09-19 08:00 | 43727.3333 | 0.06338 | 0.05389 | 2019-09-19 08:00 | 43727.3333 | 0.35471 | 0.20894
2019-09-19 09:00 | 43727.375 | 0.0616 | 0.05186 | 2019-09-19 09:00 | 43727.375 | 0.38696 | 0.20131
2019-09-19 10:00 | 43727.4167 | 0.06161 | 0.05023 | 2019-09-19 10:00 | 43727.4167 | 0.37948 | 0.19887
2019-09-19 11:00 | 43727.4583 | 0.06233 | 0.0502 | 2019-09-19 11:00 | 43727.4583 | 0.37705 | 0.19889
2019-09-19 12:00 | 43727.5 | 0.12885 | 0.05076 | 2019-09-19 12:00 | 43727.5 | 0.37538 | 0.19864
2019-09-19 13:00 | 43727.5417 | 0.12853 | 0.05091 | 2019-09-19 13:00 | 43727.5417 | 0.32319 | 0.1941
2019-09-19 14:00 | 43727.5833 | 0.12872 | 0.05038 | 2019-09-19 14:00 | 43727.5833 | 0.32078 | 0.19107
2019-09-19 15:00 | 43727.625 | 0.12871 | 0.0502 | 2019-09-19 15:00 | 43727.625 | 0.32782 | 0.19274
2019-09-19 16:00 | 43727.6667 | 0.12878 | 0.05034 | 2019-09-19 16:00 | 43727.6667 | 0.32785 | 0.18844
2019-09-19 17:00 | 43727.7083 | 0.13082 | 0.05054 | 2019-09-19 17:00 | 43727.7083 | 0.39308 | 0.20029
2019-09-19 18:00 | 43727.75 | 0.13476 | 0.05207 | 2019-09-19 18:00 | 43727.75 | 0.4047 | 0.20553
2019-09-19 19:00 | 43727.7917 | 0.13637 | 0.05494 | 2019-09-19 19:00 | 43727.7917 | 0.45397 | 0.24819
2019-09-19 20:00 | 43727.8333 | 0.13309 | 0.05621 | 2019-09-19 20:00 | 43727.8333 | 0.43544 | 0.2342
2019-09-19 21:00 | 43727.875 | 0.13005 | 0.05342 | 2019-09-19 21:00 | 43727.875 | 0.35871 | 0.20172
2019-09-19 22:00 | 43727.9167 | 0.06251 | 0.05038 | 2019-09-19 22:00 | 43727.9167 | 0.34315 | 0.17839
2019-09-19 23:00 | 43727.9583 | 0.06368 | 0.04933 | 2019-09-19 23:00 | 43727.9583 | 0.34005 | 0.17167
2019-09-20 | 43728 | 0.06242 | 0.05011 | 2019-09-20 | 43728 | 0.31441 | 0.1435
2019-09-20 01:00 | 43728.0417 | 0.06163 | 0.0489 | 2019-09-20 01:00 | 43728.0417 | 0.30801 | 0.13526
2019-09-20 02:00 | 43728.0833 | 0.05999 | 0.0483 | 2019-09-20 02:00 | 43728.0833 | 0.31245 | 0.13351
2019-09-20 03:00 | 43728.125 | 0.05895 | 0.04689 | 2019-09-20 03:00 | 43728.125 | 0.31755 | 0.1358
2019-09-20 04:00 | 43728.1667 | 0.0596 | 0.04596 | 2019-09-20 04:00 | 43728.1667 | 0.32501 | 0.14276
2019-09-20 05:00 | 43728.2083 | 0.06014 | 0.04667 | 2019-09-20 05:00 | 43728.2083 | 0.33159 | 0.15941
2019-09-20 06:00 | 43728.25 | 0.0652 | 0.04741 | 2019-09-20 06:00 | 43728.25 | 0.34685 | 0.18282
2019-09-20 07:00 | 43728.2917 | 0.06571 | 0.05187 | 2019-09-20 07:00 | 43728.2917 | 0.3712 | 0.19164
2019-09-20 08:00 | 43728.3333 | 0.06366 | 0.05329 | 2019-09-20 08:00 | 43728.3333 | 0.34875 | 0.18448
2019-09-20 09:00 | 43728.375 | 0.06069 | 0.05191 | 2019-09-20 09:00 | 43728.375 | 0.34681 | 0.15049
2019-09-20 10:00 | 43728.4167 | 0.05981 | 0.04929 | 2019-09-20 10:00 | 43728.4167 | 0.31842 | 0.13095
2019-09-20 11:00 | 43728.4583 | 0.06007 | 0.04846 | 2019-09-20 11:00 | 43728.4583 | 0.31645 | 0.13093
2019-09-20 12:00 | 43728.5 | 0.12615 | 0.04863 | 2019-09-20 12:00 | 43728.5 | 0.31538 | 0.13093
2019-09-20 13:00 | 43728.5417 | 0.12367 | 0.04846 | 2019-09-20 13:00 | 43728.5417 | 0.26305 | 0.1255
2019-09-20 14:00 | 43728.5833 | 0.12261 | 0.04607 | 2019-09-20 14:00 | 43728.5833 | 0.26461 | 0.124
2019-09-20 15:00 | 43728.625 | 0.12251 | 0.04487 | 2019-09-20 15:00 | 43728.625 | 0.2678 | 0.1255
2019-09-20 16:00 | 43728.6667 | 0.1237 | 0.04484 | 2019-09-20 16:00 | 43728.6667 | 0.27134 | 0.1255
2019-09-20 17:00 | 43728.7083 | 0.1255 | 0.04602 | 2019-09-20 17:00 | 43728.7083 | 0.33135 | 0.13308
2019-09-20 18:00 | 43728.75 | 0.12924 | 0.04754 | 2019-09-20 18:00 | 43728.75 | 0.38961 | 0.17343
2019-09-20 19:00 | 43728.7917 | 0.13002 | 0.05057 | 2019-09-20 19:00 | 43728.7917 | 0.40476 | 0.18945
2019-09-20 20:00 | 43728.8333 | 0.12862 | 0.05096 | 2019-09-20 20:00 | 43728.8333 | 0.40397 | 0.18815
2019-09-20 21:00 | 43728.875 | 0.12506 | 0.04953 | 2019-09-20 21:00 | 43728.875 | 0.30914 | 0.13973
2019-09-20 22:00 | 43728.9167 | 0.05905 | 0.04604 | 2019-09-20 22:00 | 43728.9167 | 0.3067 | 0.12758
2019-09-20 23:00 | 43728.9583 | 0.06084 | 0.0462 | 2019-09-20 23:00 | 43728.9583 | 0.2846 | 0.12056
2019-09-21 | 43729 | 0.05961 | 0.04722 | 2019-09-21 | 43729 | 0.28186 | 0.10898
2019-09-21 01:00 | 43729.0417 | 0.05397 | 0.04623 | 2019-09-21 01:00 | 43729.0417 | 0.29238 | 0.10946
2019-09-21 02:00 | 43729.0833 | 0.05173 | 0.04112 | 2019-09-21 02:00 | 43729.0833 | 0.29307 | 0.1054
2019-09-21 03:00 | 43729.125 | 0.04844 | 0.03879 | 2019-09-21 03:00 | 43729.125 | 0.29574 | 0.10434
2019-09-21 04:00 | 43729.1667 | 0.04741 | 0.03577 | 2019-09-21 04:00 | 43729.1667 | 0.29559 | 0.10846
2019-09-21 05:00 | 43729.2083 | 0.04808 | 0.03491 | 2019-09-21 05:00 | 43729.2083 | 0.29629 | 0.12228
2019-09-21 06:00 | 43729.25 | 0.04837 | 0.03484 | 2019-09-21 06:00 | 43729.25 | 0.30933 | 0.14786
2019-09-21 07:00 | 43729.2917 | 0.0483 | 0.0352 | 2019-09-21 07:00 | 43729.2917 | 0.34905 | 0.16612
2019-09-21 08:00 | 43729.3333 | 0.05296 | 0.03589 | 2019-09-21 08:00 | 43729.3333 | 0.32268 | 0.15331
2019-09-21 09:00 | 43729.375 | 0.05311 | 0.04077 | 2019-09-21 09:00 | 43729.375 | 0.34389 | 0.13919
2019-09-21 10:00 | 43729.4167 | 0.05217 | 0.0416 | 2019-09-21 10:00 | 43729.4167 | 0.32929 | 0.1315
2019-09-21 11:00 | 43729.4583 | 0.05131 | 0.04081 | 2019-09-21 11:00 | 43729.4583 | 0.336 | 0.13811
2019-09-21 12:00 | 43729.5 | 0.11628 | 0.03991 | 2019-09-21 12:00 | 43729.5 | 0.33537 | 0.1385
2019-09-21 13:00 | 43729.5417 | 0.11439 | 0.03893 | 2019-09-21 13:00 | 43729.5417 | 0.27348 | 0.1267
2019-09-21 14:00 | 43729.5833 | 0.11239 | 0.03696 | 2019-09-21 14:00 | 43729.5833 | 0.27506 | 0.1255
2019-09-21 15:00 | 43729.625 | 0.11211 | 0.03496 | 2019-09-21 15:00 | 43729.625 | 0.27918 | 0.1267
2019-09-21 16:00 | 43729.6667 | 0.11211 | 0.03476 | 2019-09-21 16:00 | 43729.6667 | 0.29723 | 0.1377
2019-09-21 17:00 | 43729.7083 | 0.11534 | 0.03497 | 2019-09-21 17:00 | 43729.7083 | 0.36607 | 0.14793
2019-09-21 18:00 | 43729.75 | 0.12308 | 0.03784 | 2019-09-21 18:00 | 43729.75 | 0.40753 | 0.18049
2019-09-21 19:00 | 43729.7917 | 0.12833 | 0.04432 | 2019-09-21 19:00 | 43729.7917 | 0.41217 | 0.18743
2019-09-21 20:00 | 43729.8333 | 0.12946 | 0.04846 | 2019-09-21 20:00 | 43729.8333 | 0.41109 | 0.18518
2019-09-21 21:00 | 43729.875 | 0.12131 | 0.04944 | 2019-09-21 21:00 | 43729.875 | 0.33662 | 0.14955
2019-09-21 22:00 | 43729.9167 | 0.04962 | 0.04202 | 2019-09-21 22:00 | 43729.9167 | 0.31802 | 0.124
2019-09-21 23:00 | 43729.9583 | 0.04811 | 0.03682 | 2019-09-21 23:00 | 43729.9583 | 0.35704 | 0.16938
2019-09-22 | 43730 | 0.04752 | 0.03537 | 2019-09-22 | 43730 | 0.37726 | 0.16309
2019-09-22 01:00 | 43730.0417 | 0.04423 | 0.03442 | 2019-09-22 01:00 | 43730.0417 | 0.384 | 0.16085
2019-09-22 02:00 | 43730.0833 | 0.04244 | 0.03182 | 2019-09-22 02:00 | 43730.0833 | 0.38894 | 0.1611
2019-09-22 03:00 | 43730.125 | 0.04204 | 0.03014 | 2019-09-22 03:00 | 43730.125 | 0.39272 | 0.16309
2019-09-22 04:00 | 43730.1667 | 0.04233 | 0.02968 | 2019-09-22 04:00 | 43730.1667 | 0.38931 | 0.16692
2019-09-22 05:00 | 43730.2083 | 0.04501 | 0.03014 | 2019-09-22 05:00 | 43730.2083 | 0.36461 | 0.16867
2019-09-22 06:00 | 43730.25 | 0.04641 | 0.03268 | 2019-09-22 06:00 | 43730.25 | 0.37518 | 0.1945
2019-09-22 07:00 | 43730.2917 | 0.04609 | 0.03411 | 2019-09-22 07:00 | 43730.2917 | 0.4261 | 0.22095
2019-09-22 08:00 | 43730.3333 | 0.04747 | 0.03429 | 2019-09-22 08:00 | 43730.3333 | 0.38072 | 0.1963
2019-09-22 09:00 | 43730.375 | 0.05017 | 0.03529 | 2019-09-22 09:00 | 43730.375 | 0.39141 | 0.17506
2019-09-22 10:00 | 43730.4167 | 0.04809 | 0.0371 | 2019-09-22 10:00 | 43730.4167 | 0.37738 | 0.16519
2019-09-22 11:00 | 43730.4583 | 0.04821 | 0.0353 | 2019-09-22 11:00 | 43730.4583 | 0.37321 | 0.16468
2019-09-22 12:00 | 43730.5 | 0.11443 | 0.0353 | 2019-09-22 12:00 | 43730.5 | 0.36895 | 0.16253
2019-09-22 13:00 | 43730.5417 | 0.11385 | 0.03535 | 2019-09-22 13:00 | 43730.5417 | 0.30702 | 0.1495
2019-09-22 14:00 | 43730.5833 | 0.11406 | 0.03476 | 2019-09-22 14:00 | 43730.5833 | 0.29607 | 0.1382
2019-09-22 15:00 | 43730.625 | 0.11387 | 0.03449 | 2019-09-22 15:00 | 43730.625 | 0.29846 | 0.1382
2019-09-22 16:00 | 43730.6667 | 0.11452 | 0.03425 | 2019-09-22 16:00 | 43730.6667 | 0.32477 | 0.15804
2019-09-22 17:00 | 43730.7083 | 0.11761 | 0.03479 | 2019-09-22 17:00 | 43730.7083 | 0.38686 | 0.1662
2019-09-22 18:00 | 43730.75 | 0.1241 | 0.03926 | 2019-09-22 18:00 | 43730.75 | 0.417 | 0.18004
2019-09-22 19:00 | 43730.7917 | 0.13152 | 0.04458 | 2019-09-22 19:00 | 43730.7917 | 0.49826 | 0.2497
2019-09-22 20:00 | 43730.8333 | 0.13562 | 0.04983 | 2019-09-22 20:00 | 43730.8333 | 0.48562 | 0.23929
2019-09-22 21:00 | 43730.875 | 0.13322 | 0.05522 | 2019-09-22 21:00 | 43730.875 | 0.38264 | 0.17648
2019-09-22 22:00 | 43730.9167 | 0.06239 | 0.05307 | 2019-09-22 22:00 | 43730.9167 | 0.3854 | 0.17053
2019-09-22 23:00 | 43730.9583 | 0.06287 | 0.04917 | 2019-09-22 23:00 | 43730.9583 | 0.35964 | 0.15168
2019-09-23 | 43731 | 0.0553 | 0.04891 | 2019-09-23 | 43731 | 0.36387 | 0.14337
2019-09-23 01:00 | 43731.0417 | 0.05456 | 0.04211 | 2019-09-23 01:00 | 43731.0417 | 0.35046 | 0.12747
2019-09-23 02:00 | 43731.0833 | 0.05361 | 0.04148 | 2019-09-23 02:00 | 43731.0833 | 0.34542 | 0.1147
2019-09-23 03:00 | 43731.125 | 0.05157 | 0.04064 | 2019-09-23 03:00 | 43731.125 | 0.34484 | 0.1147
2019-09-23 04:00 | 43731.1667 | 0.05406 | 0.03878 | 2019-09-23 04:00 | 43731.1667 | 0.34024 | 0.1147
2019-09-23 05:00 | 43731.2083 | 0.05724 | 0.04114 | 2019-09-23 05:00 | 43731.2083 | 0.31552 | 0.11488
2019-09-23 06:00 | 43731.25 | 0.06218 | 0.04402 | 2019-09-23 06:00 | 43731.25 | 0.3678 | 0.1725
2019-09-23 07:00 | 43731.2917 | 0.06211 | 0.04886 | 2019-09-23 07:00 | 43731.2917 | 0.38733 | 0.17754
2019-09-23 08:00 | 43731.3333 | 0.0618 | 0.04983 | 2019-09-23 08:00 | 43731.3333 | 0.33527 | 0.14749
2019-09-23 09:00 | 43731.375 | 0.06148 | 0.05006 | 2019-09-23 09:00 | 43731.375 | 0.32366 | 0.11157
2019-09-23 10:00 | 43731.4167 | 0.06037 | 0.04985 | 2019-09-23 10:00 | 43731.4167 | 0.30049 | 0.10158
2019-09-23 11:00 | 43731.4583 | 0.05939 | 0.04883 | 2019-09-23 11:00 | 43731.4583 | 0.29157 | 0.09915
2019-09-23 12:00 | 43731.5 | 0.12323 | 0.04791 | 2019-09-23 12:00 | 43731.5 | 0.29019 | 0.09867
2019-09-23 13:00 | 43731.5417 | 0.12017 | 0.04572 | 2019-09-23 13:00 | 43731.5417 | 0.24041 | 0.09594
2019-09-23 14:00 | 43731.5833 | 0.11903 | 0.04282 | 2019-09-23 14:00 | 43731.5833 | 0.24206 | 0.09535
2019-09-23 15:00 | 43731.625 | 0.11842 | 0.04155 | 2019-09-23 15:00 | 43731.625 | 0.24547 | 0.09627
2019-09-23 16:00 | 43731.6667 | 0.12263 | 0.04112 | 2019-09-23 16:00 | 43731.6667 | 0.25069 | 0.09884
2019-09-23 17:00 | 43731.7083 | 0.1268 | 0.04498 | 2019-09-23 17:00 | 43731.7083 | 0.32436 | 0.1148
2019-09-23 18:00 | 43731.75 | 0.12919 | 0.04855 | 2019-09-23 18:00 | 43731.75 | 0.38585 | 0.15763
2019-09-23 19:00 | 43731.7917 | 0.13176 | 0.05036 | 2019-09-23 19:00 | 43731.7917 | 0.41257 | 0.18167
2019-09-23 20:00 | 43731.8333 | 0.1286 | 0.05256 | 2019-09-23 20:00 | 43731.8333 | 0.40962 | 0.178
2019-09-23 21:00 | 43731.875 | 0.12099 | 0.0497 | 2019-09-23 21:00 | 43731.875 | 0.33055 | 0.13915
2019-09-23 22:00 | 43731.9167 | 0.05295 | 0.0428 | 2019-09-23 22:00 | 43731.9167 | 0.30662 | 0.11153
2019-09-23 23:00 | 43731.9583 | 0.05165 | 0.04082 | 2019-09-23 23:00 | 43731.9583 | 0.28772 | 0.15906
2019-09-24 | 43732 | 0.04743 | 0.03889 | 2019-09-24 | 43732 | 0.27897 | 0.14605
2019-09-24 01:00 | 43732.0417 | 0.04614 | 0.03537 | 2019-09-24 01:00 | 43732.0417 | 0.26661 | 0.12676
2019-09-24 02:00 | 43732.0833 | 0.04543 | 0.03422 | 2019-09-24 02:00 | 43732.0833 | 0.26441 | 0.11673
2019-09-24 03:00 | 43732.125 | 0.04443 | 0.0336 | 2019-09-24 03:00 | 43732.125 | 0.26481 | 0.11643
2019-09-24 04:00 | 43732.1667 | 0.04599 | 0.03268 | 2019-09-24 04:00 | 43732.1667 | 0.25634 | 0.10923
2019-09-24 05:00 | 43732.2083 | 0.05188 | 0.03422 | 2019-09-24 05:00 | 43732.2083 | 0.25154 | 0.10926
2019-09-24 06:00 | 43732.25 | 0.06312 | 0.03889 | 2019-09-24 06:00 | 43732.25 | 0.2441 | 0.10679
2019-09-24 07:00 | 43732.2917 | 0.06177 | 0.04957 | 2019-09-24 07:00 | 43732.2917 | 0.24498 | 0.11809
2019-09-24 08:00 | 43732.3333 | 0.06162 | 0.04983 | 2019-09-24 08:00 | 43732.3333 | 0.22633 | 0.11859
2019-09-24 09:00 | 43732.375 | 0.06037 | 0.05008 | 2019-09-24 09:00 | 43732.375 | 0.20147 | 0.11633
2019-09-24 10:00 | 43732.4167 | 0.05932 | 0.04904 | 2019-09-24 10:00 | 43732.4167 | 0.15039 | 0.08651
2019-09-24 11:00 | 43732.4583 | 0.05591 | 0.04809 | 2019-09-24 11:00 | 43732.4583 | 0.13733 | 0.07558
2019-09-24 12:00 | 43732.5 | 0.11892 | 0.04483 | 2019-09-24 12:00 | 43732.5 | 0.1328 | 0.07232
2019-09-24 13:00 | 43732.5417 | 0.11663 | 0.04205 | 2019-09-24 13:00 | 43732.5417 | 0.1216 | 0.0635
2019-09-24 14:00 | 43732.5833 | 0.11646 | 0.03983 | 2019-09-24 14:00 | 43732.5833 | 0.11679 | 0.05981
2019-09-24 15:00 | 43732.625 | 0.11676 | 0.03939 | 2019-09-24 15:00 | 43732.625 | 0.10289 | 0.04924
2019-09-24 16:00 | 43732.6667 | 0.11875 | 0.03974 | 2019-09-24 16:00 | 43732.6667 | 0.10921 | 0.0532
2019-09-24 17:00 | 43732.7083 | 0.12496 | 0.04162 | 2019-09-24 17:00 | 43732.7083 | 0.13274 | 0.0635
2019-09-24 18:00 | 43732.75 | 0.12855 | 0.04708 | 2019-09-24 18:00 | 43732.75 | 0.20618 | 0.11655
2019-09-24 19:00 | 43732.7917 | 0.13157 | 0.04982 | 2019-09-24 19:00 | 43732.7917 | 0.25584 | 0.15631
2019-09-24 20:00 | 43732.8333 | 0.12855 | 0.0523 | 2019-09-24 20:00 | 43732.8333 | 0.25311 | 0.15927
2019-09-24 21:00 | 43732.875 | 0.1233 | 0.04958 | 2019-09-24 21:00 | 43732.875 | 0.21898 | 0.12732
2019-09-24 22:00 | 43732.9167 | 0.05404 | 0.04477 | 2019-09-24 22:00 | 43732.9167 | 0.21737 | 0.11702
2019-09-24 23:00 | 43732.9583 | 0.05053 | 0.04184 | 2019-09-24 23:00 | 43732.9583 | 0.1796 | 0.1044
2019-09-25 | 43733 | 0.04692 | 0.03882 | 2019-09-25 | 43733 | 0.18805 | 0.1045
2019-09-25 01:00 | 43733.0417 | 0.04638 | 0.03558 | 2019-09-25 01:00 | 43733.0417 | 0.17361 | 0.09353
2019-09-25 02:00 | 43733.0833 | 0.04602 | 0.03507 | 2019-09-25 02:00 | 43733.0833 | 0.18368 | 0.09901
2019-09-25 03:00 | 43733.125 | 0.04608 | 0.03475 | 2019-09-25 03:00 | 43733.125 | 0.18982 | 0.09932
2019-09-25 04:00 | 43733.1667 | 0.04671 | 0.03482 | 2019-09-25 04:00 | 43733.1667 | 0.19645 | 0.10407
2019-09-25 05:00 | 43733.2083 | 0.05061 | 0.03549 | 2019-09-25 05:00 | 43733.2083 | 0.18593 | 0.09963
2019-09-25 06:00 | 43733.25 | 0.05769 | 0.0386 | 2019-09-25 06:00 | 43733.25 | 0.18045 | 0.09855
2019-09-25 07:00 | 43733.2917 | 0.06088 | 0.04533 | 2019-09-25 07:00 | 43733.2917 | 0.15044 | 0.07405
2019-09-25 08:00 | 43733.3333 | 0.06035 | 0.04914 | 2019-09-25 08:00 | 43733.3333 | 0.13876 | 0.06828
2019-09-25 09:00 | 43733.375 | 0.06017 | 0.04901 | 2019-09-25 09:00 | 43733.375 | 0.07091 | 0.03033
2019-09-25 10:00 | 43733.4167 | 0.05911 | 0.04894 | 2019-09-25 10:00 | 43733.4167 | 0.0441 | 0.00106
2019-09-25 11:00 | 43733.4583 | 0.06014 | 0.04789 | 2019-09-25 11:00 | 43733.4583 | 0.04442 | 0.00252
2019-09-25 12:00 | 43733.5 | 0.12414 | 0.04873 | 2019-09-25 12:00 | 43733.5 | 0.05786 | 0.01441
2019-09-25 13:00 | 43733.5417 | 0.12132 | 0.04673 | 2019-09-25 13:00 | 43733.5417 | 0.05671 | 0.01257
2019-09-25 14:00 | 43733.5833 | 0.11798 | 0.04405 | 2019-09-25 14:00 | 43733.5833 | 0.04103 | 0.0008
2019-09-25 15:00 | 43733.625 | 0.11792 | 0.04084 | 2019-09-25 15:00 | 43733.625 | 0.04057 | 0.00079
2019-09-25 16:00 | 43733.6667 | 0.12229 | 0.04088 | 2019-09-25 16:00 | 43733.6667 | 0.03959 | 0.00103
2019-09-25 17:00 | 43733.7083 | 0.1246 | 0.04481 | 2019-09-25 17:00 | 43733.7083 | 0.09355 | 0.03366
2019-09-25 18:00 | 43733.75 | 0.1285 | 0.04684 | 2019-09-25 18:00 | 43733.75 | 0.17909 | 0.11469
2019-09-25 19:00 | 43733.7917 | 0.13047 | 0.04996 | 2019-09-25 19:00 | 43733.7917 | 0.21922 | 0.14678
2019-09-25 20:00 | 43733.8333 | 0.12931 | 0.05156 | 2019-09-25 20:00 | 43733.8333 | 0.2265 | 0.15513
2019-09-25 21:00 | 43733.875 | 0.12722 | 0.05056 | 2019-09-25 21:00 | 43733.875 | 0.21761 | 0.14319
2019-09-25 22:00 | 43733.9167 | 0.05758 | 0.04845 | 2019-09-25 22:00 | 43733.9167 | 0.17531 | 0.09993
2019-09-25 23:00 | 43733.9583 | 0.06259 | 0.04533 | 2019-09-25 23:00 | 43733.9583 | 0.17059 | 0.09233
2019-09-26 | 43734 | 0.06233 | 0.04942 | 2019-09-26 | 43734 | 0.16572 | 0.0795
2019-09-26 01:00 | 43734.0417 | 0.06126 | 0.04919 | 2019-09-26 01:00 | 43734.0417 | 0.16401 | 0.07514
2019-09-26 02:00 | 43734.0833 | 0.06008 | 0.04818 | 2019-09-26 02:00 | 43734.0833 | 0.17869 | 0.0795
2019-09-26 03:00 | 43734.125 | 0.05959 | 0.04712 | 2019-09-26 03:00 | 43734.125 | 0.18579 | 0.0846
2019-09-26 04:00 | 43734.1667 | 0.06129 | 0.04673 | 2019-09-26 04:00 | 43734.1667 | 0.1925 | 0.09384
2019-09-26 05:00 | 43734.2083 | 0.06184 | 0.04837 | 2019-09-26 05:00 | 43734.2083 | 0.18152 | 0.09584
2019-09-26 06:00 | 43734.25 | 0.06309 | 0.04849 | 2019-09-26 06:00 | 43734.25 | 0.2077 | 0.12202
2019-09-26 07:00 | 43734.2917 | 0.06338 | 0.05013 | 2019-09-26 07:00 | 43734.2917 | 0.26114 | 0.14922
2019-09-26 08:00 | 43734.3333 | 0.062 | 0.05133 | 2019-09-26 08:00 | 43734.3333 | 0.2433 | 0.13825
2019-09-26 09:00 | 43734.375 | 0.06097 | 0.05057 | 2019-09-26 09:00 | 43734.375 | 0.26767 | 0.12195
2019-09-26 10:00 | 43734.4167 | 0.05997 | 0.04967 | 2019-09-26 10:00 | 43734.4167 | 0.25264 | 0.10984
2019-09-26 11:00 | 43734.4583 | 0.05922 | 0.04871 | 2019-09-26 11:00 | 43734.4583 | 0.26223 | 0.1195
2019-09-26 12:00 | 43734.5 | 0.12598 | 0.04789 | 2019-09-26 12:00 | 43734.5 | 0.26385 | 0.1195
2019-09-26 13:00 | 43734.5417 | 0.12427 | 0.04834 | 2019-09-26 13:00 | 43734.5417 | 0.20879 | 0.1145
2019-09-26 14:00 | 43734.5833 | 0.12318 | 0.04668 | 2019-09-26 14:00 | 43734.5833 | 0.1937 | 0.1017
2019-09-26 15:00 | 43734.625 | 0.12329 | 0.0454 | 2019-09-26 15:00 | 43734.625 | 0.1885 | 0.09784
2019-09-26 16:00 | 43734.6667 | 0.12462 | 0.04557 | 2019-09-26 16:00 | 43734.6667 | 0.20131 | 0.10961
2019-09-26 17:00 | 43734.7083 | 0.12513 | 0.04688 | 2019-09-26 17:00 | 43734.7083 | 0.26505 | 0.1226
2019-09-26 18:00 | 43734.75 | 0.1289 | 0.04707 | 2019-09-26 18:00 | 43734.75 | 0.29736 | 0.13931
2019-09-26 19:00 | 43734.7917 | 0.13011 | 0.04982 | 2019-09-26 19:00 | 43734.7917 | 0.39026 | 0.2181
2019-09-26 20:00 | 43734.8333 | 0.12981 | 0.05076 | 2019-09-26 20:00 | 43734.8333 | 0.3801 | 0.20754
2019-09-26 21:00 | 43734.875 | 0.12754 | 0.05056 | 2019-09-26 21:00 | 43734.875 | 0.27294 | 0.14918
2019-09-26 22:00 | 43734.9167 | 0.05856 | 0.04841 | 2019-09-26 22:00 | 43734.9167 | 0.24964 | 0.11927
2019-09-26 23:00 | 43734.9583 | 0.06285 | 0.0461 | 2019-09-26 23:00 | 43734.9583 | 0.27023 | 0.14171
2019-09-27 | 43735 | 0.0622 | 0.04927 | 2019-09-27 | 43735 | 0.27131 | 0.1381
2019-09-27 01:00 | 43735.0417 | 0.06109 | 0.04863 | 2019-09-27 01:00 | 43735.0417 | 0.27097 | 0.13246
2019-09-27 02:00 | 43735.0833 | 0.06055 | 0.04764 | 2019-09-27 02:00 | 43735.0833 | 0.26016 | 0.11915
2019-09-27 03:00 | 43735.125 | 0.06046 | 0.04719 | 2019-09-27 03:00 | 43735.125 | 0.2187 | 0.08938
2019-09-27 04:00 | 43735.1667 | 0.06077 | 0.0471 | 2019-09-27 04:00 | 43735.1667 | 0.20781 | 0.0883
2019-09-27 05:00 | 43735.2083 | 0.06165 | 0.04759 | 2019-09-27 05:00 | 43735.2083 | 0.23967 | 0.12771
2019-09-27 06:00 | 43735.25 | 0.06248 | 0.04827 | 2019-09-27 06:00 | 43735.25 | 0.23697 | 0.1373
2019-09-27 07:00 | 43735.2917 | 0.06213 | 0.04937 | 2019-09-27 07:00 | 43735.2917 | 0.25632 | 0.13825
2019-09-27 08:00 | 43735.3333 | 0.06146 | 0.0501 | 2019-09-27 08:00 | 43735.3333 | 0.2285 | 0.13537
2019-09-27 09:00 | 43735.375 | 0.06076 | 0.04995 | 2019-09-27 09:00 | 43735.375 | 0.2159 | 0.09143
2019-09-27 10:00 | 43735.4167 | 0.06055 | 0.04937 | 2019-09-27 10:00 | 43735.4167 | 0.1713 | 0.06013
2019-09-27 11:00 | 43735.4583 | 0.0603 | 0.04909 | 2019-09-27 11:00 | 43735.4583 | 0.17044 | 0.05768
2019-09-27 12:00 | 43735.5 | 0.12656 | 0.04876 | 2019-09-27 12:00 | 43735.5 | 0.16004 | 0.0484
2019-09-27 13:00 | 43735.5417 | 0.12562 | 0.04876 | 2019-09-27 13:00 | 43735.5417 | 0.09958 | 0.03853
2019-09-27 14:00 | 43735.5833 | 0.12493 | 0.04772 | 2019-09-27 14:00 | 43735.5833 | 0.07766 | 0.02051
2019-09-27 15:00 | 43735.625 | 0.12426 | 0.04681 | 2019-09-27 15:00 | 43735.625 | 0.07677 | 0.02051
2019-09-27 16:00 | 43735.6667 | 0.12493 | 0.04629 | 2019-09-27 16:00 | 43735.6667 | 0.09462 | 0.0366
2019-09-27 17:00 | 43735.7083 | 0.12499 | 0.04701 | 2019-09-27 17:00 | 43735.7083 | 0.18035 | 0.05807
2019-09-27 18:00 | 43735.75 | 0.12705 | 0.04701 | 2019-09-27 18:00 | 43735.75 | 0.27249 | 0.12471
2019-09-27 19:00 | 43735.7917 | 0.12946 | 0.04857 | 2019-09-27 19:00 | 43735.7917 | 0.3059 | 0.15022
2019-09-27 20:00 | 43735.8333 | 0.13 | 0.05037 | 2019-09-27 20:00 | 43735.8333 | 0.324 | 0.16349
2019-09-27 21:00 | 43735.875 | 0.12795 | 0.05068 | 2019-09-27 21:00 | 43735.875 | 0.2561 | 0.13857
2019-09-27 22:00 | 43735.9167 | 0.0593 | 0.04842 | 2019-09-27 22:00 | 43735.9167 | 0.25393 | 0.1315
2019-09-27 23:00 | 43735.9583 | 0.0636 | 0.04628 | 2019-09-27 23:00 | 43735.9583 | 0.21834 | 0.1295
2019-09-28 | 43736 | 0.063 | 0.0495 | 2019-09-28 | 43736 | 0.20752 | 0.11654
2019-09-28 01:00 | 43736.0417 | 0.06273 | 0.04897 | 2019-09-28 01:00 | 43736.0417 | 0.21153 | 0.1145
2019-09-28 02:00 | 43736.0833 | 0.06177 | 0.04871 | 2019-09-28 02:00 | 43736.0833 | 0.20932 | 0.10951
2019-09-28 03:00 | 43736.125 | 0.06159 | 0.0479 | 2019-09-28 03:00 | 43736.125 | 0.1946 | 0.1025
2019-09-28 04:00 | 43736.1667 | 0.06161 | 0.0478 | 2019-09-28 04:00 | 43736.1667 | 0.18908 | 0.10225
2019-09-28 05:00 | 43736.2083 | 0.05729 | 0.04787 | 2019-09-28 05:00 | 43736.2083 | 0.19485 | 0.11529
2019-09-28 06:00 | 43736.25 | 0.05777 | 0.04428 | 2019-09-28 06:00 | 43736.25 | 0.21947 | 0.14292
2019-09-28 07:00 | 43736.2917 | 0.05709 | 0.04426 | 2019-09-28 07:00 | 43736.2917 | 0.24309 | 0.1445
2019-09-28 08:00 | 43736.3333 | 0.06171 | 0.04428 | 2019-09-28 08:00 | 43736.3333 | 0.21952 | 0.13154
2019-09-28 09:00 | 43736.375 | 0.05967 | 0.04878 | 2019-09-28 09:00 | 43736.375 | 0.23637 | 0.11593
2019-09-28 10:00 | 43736.4167 | 0.05673 | 0.04742 | 2019-09-28 10:00 | 43736.4167 | 0.21071 | 0.09377
2019-09-28 11:00 | 43736.4583 | 0.05834 | 0.04483 | 2019-09-28 11:00 | 43736.4583 | 0.20201 | 0.08449
2019-09-28 12:00 | 43736.5 | 0.12548 | 0.04597 | 2019-09-28 12:00 | 43736.5 | 0.17907 | 0.0697
2019-09-28 13:00 | 43736.5417 | 0.12226 | 0.04666 | 2019-09-28 13:00 | 43736.5417 | 0.10888 | 0.05293
2019-09-28 14:00 | 43736.5833 | 0.11718 | 0.04364 | 2019-09-28 14:00 | 43736.5833 | 0.09355 | 0.03954
2019-09-28 15:00 | 43736.625 | 0.1157 | 0.03895 | 2019-09-28 15:00 | 43736.625 | 0.0885 | 0.03568
2019-09-28 16:00 | 43736.6667 | 0.11562 | 0.03766 | 2019-09-28 16:00 | 43736.6667 | 0.1054 | 0.05006
2019-09-28 17:00 | 43736.7083 | 0.11816 | 0.03783 | 2019-09-28 17:00 | 43736.7083 | 0.18726 | 0.07888
2019-09-28 18:00 | 43736.75 | 0.12523 | 0.04007 | 2019-09-28 18:00 | 43736.75 | 0.23371 | 0.11531
2019-09-28 19:00 | 43736.7917 | 0.12968 | 0.04608 | 2019-09-28 19:00 | 43736.7917 | 0.31504 | 0.17456
2019-09-28 20:00 | 43736.8333 | 0.13011 | 0.04966 | 2019-09-28 20:00 | 43736.8333 | 0.35277 | 0.20342
2019-09-28 21:00 | 43736.875 | 0.12908 | 0.04999 | 2019-09-28 21:00 | 43736.875 | 0.24242 | 0.14567
2019-09-28 22:00 | 43736.9167 | 0.05593 | 0.04858 | 2019-09-28 22:00 | 43736.9167 | 0.22618 | 0.1305
2019-09-28 23:00 | 43736.9583 | 0.06289 | 0.04308 | 2019-09-28 23:00 | 43736.9583 | 0.19112 | 0.11507
2019-09-29 | 43737 | 0.05792 | 0.04851 | 2019-09-29 | 43737 | 0.18576 | 0.11157
2019-09-29 01:00 | 43737.0417 | 0.05402 | 0.04409 | 2019-09-29 01:00 | 43737.0417 | 0.17447 | 0.10198
2019-09-29 02:00 | 43737.0833 | 0.0495 | 0.04051 | 2019-09-29 02:00 | 43737.0833 | 0.16256 | 0.09425
2019-09-29 03:00 | 43737.125 | 0.04925 | 0.03608 | 2019-09-29 03:00 | 43737.125 | 0.15874 | 0.09229
2019-09-29 04:00 | 43737.1667 | 0.04895 | 0.03586 | 2019-09-29 04:00 | 43737.1667 | 0.15738 | 0.09332
2019-09-29 05:00 | 43737.2083 | 0.04959 | 0.03572 | 2019-09-29 05:00 | 43737.2083 | 0.17493 | 0.10911
2019-09-29 06:00 | 43737.25 | 0.0501 | 0.03625 | 2019-09-29 06:00 | 43737.25 | 0.20652 | 0.14418
2019-09-29 07:00 | 43737.2917 | 0.05122 | 0.03679 | 2019-09-29 07:00 | 43737.2917 | 0.24415 | 0.1543
2019-09-29 08:00 | 43737.3333 | 0.05398 | 0.03829 | 2019-09-29 08:00 | 43737.3333 | 0.20786 | 0.13115
2019-09-29 09:00 | 43737.375 | 0.05486 | 0.04078 | 2019-09-29 09:00 | 43737.375 | 0.22184 | 0.10474
2019-09-29 10:00 | 43737.4167 | 0.05403 | 0.04132 | 2019-09-29 10:00 | 43737.4167 | 0.20101 | 0.0896
2019-09-29 11:00 | 43737.4583 | 0.05431 | 0.04077 | 2019-09-29 11:00 | 43737.4583 | 0.20155 | 0.0896
2019-09-29 12:00 | 43737.5 | 0.12195 | 0.04077 | 2019-09-29 12:00 | 43737.5 | 0.20169 | 0.0896
2019-09-29 13:00 | 43737.5417 | 0.12077 | 0.0419 | 2019-09-29 13:00 | 43737.5417 | 0.152 | 0.08855
2019-09-29 14:00 | 43737.5833 | 0.11503 | 0.04085 | 2019-09-29 14:00 | 43737.5833 | 0.14795 | 0.08549
2019-09-29 15:00 | 43737.625 | 0.11301 | 0.03532 | 2019-09-29 15:00 | 43737.625 | 0.15118 | 0.08544
2019-09-29 16:00 | 43737.6667 | 0.11424 | 0.03508 | 2019-09-29 16:00 | 43737.6667 | 0.16364 | 0.0923
2019-09-29 17:00 | 43737.7083 | 0.11923 | 0.03582 | 2019-09-29 17:00 | 43737.7083 | 0.23165 | 0.10692
2019-09-29 18:00 | 43737.75 | 0.12872 | 0.04024 | 2019-09-29 18:00 | 43737.75 | 0.25753 | 0.12996
2019-09-29 19:00 | 43737.7917 | 0.13402 | 0.04852 | 2019-09-29 19:00 | 43737.7917 | 0.31913 | 0.1795
2019-09-29 20:00 | 43737.8333 | 0.13789 | 0.05218 | 2019-09-29 20:00 | 43737.8333 | 0.34562 | 0.19942
2019-09-29 21:00 | 43737.875 | 0.13407 | 0.05598 | 2019-09-29 21:00 | 43737.875 | 0.2263 | 0.13443
2019-09-29 22:00 | 43737.9167 | 0.06353 | 0.05364 | 2019-09-29 22:00 | 43737.9167 | 0.20664 | 0.11442
2019-09-29 23:00 | 43737.9583 | 0.06483 | 0.04988 | 2019-09-29 23:00 | 43737.9583 | 0.16097 | 0.09221
2019-09-30 | 43738 | 0.06283 | 0.0501 | 2019-09-30 | 43738 | 0.16011 | 0.0897
2019-09-30 01:00 | 43738.0417 | 0.06099 | 0.04825 | 2019-09-30 01:00 | 43738.0417 | 0.16431 | 0.0896
2019-09-30 02:00 | 43738.0833 | 0.05987 | 0.04659 | 2019-09-30 02:00 | 43738.0833 | 0.16558 | 0.08966
2019-09-30 03:00 | 43738.125 | 0.05834 | 0.0456 | 2019-09-30 03:00 | 43738.125 | 0.17226 | 0.09223
2019-09-30 04:00 | 43738.1667 | 0.05841 | 0.04426 | 2019-09-30 04:00 | 43738.1667 | 0.17578 | 0.09541
2019-09-30 05:00 | 43738.2083 | 0.0602 | 0.04483 | 2019-09-30 05:00 | 43738.2083 | 0.21373 | 0.13134
2019-09-30 06:00 | 43738.25 | 0.0648 | 0.0472 | 2019-09-30 06:00 | 43738.25 | 0.25225 | 0.16917
2019-09-30 07:00 | 43738.2917 | 0.06451 | 0.05125 | 2019-09-30 07:00 | 43738.2917 | 0.27739 | 0.17361
2019-09-30 08:00 | 43738.3333 | 0.06399 | 0.05217 | 2019-09-30 08:00 | 43738.3333 | 0.22423 | 0.13494
2019-09-30 09:00 | 43738.375 | 0.06315 | 0.05207 | 2019-09-30 09:00 | 43738.375 | 0.21835 | 0.09211
2019-09-30 10:00 | 43738.4167 | 0.06185 | 0.05147 | 2019-09-30 10:00 | 43738.4167 | 0.20068 | 0.08
2019-09-30 11:00 | 43738.4583 | 0.06188 | 0.05027 | 2019-09-30 11:00 | 43738.4583 | 0.20386 | 0.0827
2019-09-30 12:00 | 43738.5 | 0.12833 | 0.05027 | 2019-09-30 12:00 | 43738.5 | 0.20806 | 0.08303
2019-09-30 13:00 | 43738.5417 | 0.12765 | 0.05028 | 2019-09-30 13:00 | 43738.5417 | 0.15754 | 0.08
2019-09-30 14:00 | 43738.5833 | 0.12546 | 0.04946 | 2019-09-30 14:00 | 43738.5833 | 0.15807 | 0.0795
2019-09-30 15:00 | 43738.625 | 0.12533 | 0.04728 | 2019-09-30 15:00 | 43738.625 | 0.16104 | 0.08
2019-09-30 16:00 | 43738.6667 | 0.1259 | 0.04727 | 2019-09-30 16:00 | 43738.6667 | 0.17453 | 0.0896
2019-09-30 17:00 | 43738.7083 | 0.12976 | 0.04796 | 2019-09-30 17:00 | 43738.7083 | 0.24959 | 0.1045
2019-09-30 18:00 | 43738.75 | 0.13176 | 0.05126 | 2019-09-30 18:00 | 43738.75 | 0.32104 | 0.1495
2019-09-30 19:00 | 43738.7917 | 0.1367 | 0.05269 | 2019-09-30 19:00 | 43738.7917 | 0.37968 | 0.1995
2019-09-30 20:00 | 43738.8333 | 0.13099 | 0.05685 | 2019-09-30 20:00 | 43738.8333 | 0.4045 | 0.2175
2019-09-30 21:00 | 43738.875 | 0.12691 | 0.05179 | 2019-09-30 21:00 | 43738.875 | 0.32041 | 0.17654
2019-09-30 22:00 | 43738.9167 | 0.05907 | 0.04792 | 2019-09-30 22:00 | 43738.9167 | 0.31479 | 0.15522
2019-09-30 23:00 | 43738.9583 | 0.06486 | 0.04682 | 2019-09-30 23:00 | 43738.9583 | 0.28515 | 0.16598
2019-10-01 | 43739 | 0.06405 | 0.05043 | 2019-10-01 | 43739 | 0.21214 | 0.10305
2019-10-01 01:00 | 43739.0417 | 0.06283 | 0.04959 | 2019-10-01 01:00 | 43739.0417 | 0.19778 | 0.09005
2019-10-01 02:00 | 43739.0833 | 0.0589 | 0.04829 | 2019-10-01 02:00 | 43739.0833 | 0.18982 | 0.08449
2019-10-01 03:00 | 43739.125 | 0.05771 | 0.04483 | 2019-10-01 03:00 | 43739.125 | 0.18252 | 0.07871
2019-10-01 04:00 | 43739.1667 | 0.0581 | 0.04384 | 2019-10-01 04:00 | 43739.1667 | 0.18255 | 0.07746
2019-10-01 05:00 | 43739.2083 | 0.06208 | 0.04438 | 2019-10-01 05:00 | 43739.2083 | 0.20153 | 0.09005
2019-10-01 06:00 | 43739.25 | 0.06418 | 0.04836 | 2019-10-01 06:00 | 43739.25 | 0.20668 | 0.09786
2019-10-01 07:00 | 43739.2917 | 0.0635 | 0.0502 | 2019-10-01 07:00 | 43739.2917 | 0.24149 | 0.12778
2019-10-01 08:00 | 43739.3333 | 0.06372 | 0.05103 | 2019-10-01 08:00 | 43739.3333 | 0.24037 | 0.13544
2019-10-01 09:00 | 43739.375 | 0.0625 | 0.05153 | 2019-10-01 09:00 | 43739.375 | 0.18623 | 0.09951
2019-10-01 10:00 | 43739.4167 | 0.06128 | 0.05064 | 2019-10-01 10:00 | 43739.4167 | 0.1752 | 0.09439
2019-10-01 11:00 | 43739.4583 | 0.06004 | 0.04952 | 2019-10-01 11:00 | 43739.4583 | 0.1693 | 0.09044
2019-10-01 12:00 | 43739.5 | 0.12407 | 0.04852 | 2019-10-01 12:00 | 43739.5 | 0.16052 | 0.08466
2019-10-01 13:00 | 43739.5417 | 0.11599 | 0.04666 | 2019-10-01 13:00 | 43739.5417 | 0.14316 | 0.0723
2019-10-01 14:00 | 43739.5833 | 0.11612 | 0.0393 | 2019-10-01 14:00 | 43739.5833 | 0.14982 | 0.07444
2019-10-01 15:00 | 43739.625 | 0.12035 | 0.0392 | 2019-10-01 15:00 | 43739.625 | 0.16324 | 0.08106
2019-10-01 16:00 | 43739.6667 | 0.12483 | 0.04266 | 2019-10-01 16:00 | 43739.6667 | 0.18227 | 0.09313
2019-10-01 17:00 | 43739.7083 | 0.12809 | 0.04673 | 2019-10-01 17:00 | 43739.7083 | 0.23137 | 0.12791
2019-10-01 18:00 | 43739.75 | 0.1303 | 0.04948 | 2019-10-01 18:00 | 43739.75 | 0.30042 | 0.18034
2019-10-01 19:00 | 43739.7917 | 0.1323 | 0.05132 | 2019-10-01 19:00 | 43739.7917 | 0.34135 | 0.21814
2019-10-01 20:00 | 43739.8333 | 0.12894 | 0.05257 | 2019-10-01 20:00 | 43739.8333 | 0.30185 | 0.18802
2019-10-01 21:00 | 43739.875 | 0.12381 | 0.04961 | 2019-10-01 21:00 | 43739.875 | 0.28895 | 0.16946
2019-10-01 22:00 | 43739.9167 | 0.04904 | 0.04459 | 2019-10-01 22:00 | 43739.9167 | 0.27279 | 0.14693
2019-10-01 23:00 | 43739.9583 | 0.04856 | 0.03681 | 2019-10-01 23:00 | 43739.9583 | 0.30324 | 0.18376
2019-10-02 | 43740 | 0.04803 | 0.03659 | 2019-10-02 | 43740 | 0.26552 | 0.15485
2019-10-02 01:00 | 43740.0417 | 0.04726 | 0.03612 | 2019-10-02 01:00 | 43740.0417 | 0.27782 | 0.15865
2019-10-02 02:00 | 43740.0833 | 0.04515 | 0.03542 | 2019-10-02 02:00 | 43740.0833 | 0.26404 | 0.14891
2019-10-02 03:00 | 43740.125 | 0.04627 | 0.03362 | 2019-10-02 03:00 | 43740.125 | 0.23364 | 0.12401
2019-10-02 04:00 | 43740.1667 | 0.04796 | 0.03462 | 2019-10-02 04:00 | 43740.1667 | 0.26507 | 0.14879
2019-10-02 05:00 | 43740.2083 | 0.05205 | 0.03618 | 2019-10-02 05:00 | 43740.2083 | 0.30329 | 0.17668
2019-10-02 06:00 | 43740.25 | 0.06378 | 0.03978 | 2019-10-02 06:00 | 43740.25 | 0.28647 | 0.16999
2019-10-02 07:00 | 43740.2917 | 0.06469 | 0.05006 | 2019-10-02 07:00 | 43740.2917 | 0.26309 | 0.15346
2019-10-02 08:00 | 43740.3333 | 0.06393 | 0.052 | 2019-10-02 08:00 | 43740.3333 | 0.22694 | 0.13347
2019-10-02 09:00 | 43740.375 | 0.06185 | 0.05173 | 2019-10-02 09:00 | 43740.375 | 0.17471 | 0.0994
2019-10-02 10:00 | 43740.4167 | 0.05833 | 0.04996 | 2019-10-02 10:00 | 43740.4167 | 0.15677 | 0.09239
2019-10-02 11:00 | 43740.4583 | 0.05517 | 0.04677 | 2019-10-02 11:00 | 43740.4583 | 0.16539 | 0.09916
2019-10-02 12:00 | 43740.5 | 0.11875 | 0.04406 | 2019-10-02 12:00 | 43740.5 | 0.16546 | 0.09863
2019-10-02 13:00 | 43740.5417 | 0.11629 | 0.04194 | 2019-10-02 13:00 | 43740.5417 | 0.15 | 0.08749
2019-10-02 14:00 | 43740.5833 | 0.11451 | 0.03965 | 2019-10-02 14:00 | 43740.5833 | 0.16486 | 0.09557
2019-10-02 15:00 | 43740.625 | 0.11488 | 0.03786 | 2019-10-02 15:00 | 43740.625 | 0.16715 | 0.09937
2019-10-02 16:00 | 43740.6667 | 0.11729 | 0.03824 | 2019-10-02 16:00 | 43740.6667 | 0.17526 | 0.10437
2019-10-02 17:00 | 43740.7083 | 0.12623 | 0.04035 | 2019-10-02 17:00 | 43740.7083 | 0.23229 | 0.14883
2019-10-02 18:00 | 43740.75 | 0.13066 | 0.04799 | 2019-10-02 18:00 | 43740.75 | 0.26478 | 0.17645
2019-10-02 19:00 | 43740.7917 | 0.13187 | 0.05161 | 2019-10-02 19:00 | 43740.7917 | 0.31974 | 0.21954
2019-10-02 20:00 | 43740.8333 | 0.13192 | 0.05209 | 2019-10-02 20:00 | 43740.8333 | 0.34002 | 0.23248
2019-10-02 21:00 | 43740.875 | 0.13048 | 0.05176 | 2019-10-02 21:00 | 43740.875 | 0.27844 | 0.18107
2019-10-02 22:00 | 43740.9167 | 0.05814 | 0.04984 | 2019-10-02 22:00 | 43740.9167 | 0.28153 | 0.1751
2019-10-02 23:00 | 43740.9583 | 0.06378 | 0.04508 | 2019-10-02 23:00 | 43740.9583 | 0.31996 | 0.19515
2019-10-03 | 43741 | 0.06348 | 0.05007 | 2019-10-03 | 43741 | 0.31476 | 0.18569
2019-10-03 01:00 | 43741.0417 | 0.06194 | 0.04965 | 2019-10-03 01:00 | 43741.0417 | 0.32024 | 0.18905
2019-10-03 02:00 | 43741.0833 | 0.05944 | 0.04824 | 2019-10-03 02:00 | 43741.0833 | 0.32672 | 0.18905
2019-10-03 03:00 | 43741.125 | 0.05952 | 0.04597 | 2019-10-03 03:00 | 43741.125 | 0.33319 | 0.19285
2019-10-03 04:00 | 43741.1667 | 0.06063 | 0.04608 | 2019-10-03 04:00 | 43741.1667 | 0.33606 | 0.19637
2019-10-03 05:00 | 43741.2083 | 0.0628 | 0.04727 | 2019-10-03 05:00 | 43741.2083 | 0.31831 | 0.19867
2019-10-03 06:00 | 43741.25 | 0.06421 | 0.04934 | 2019-10-03 06:00 | 43741.25 | 0.32 | 0.20446
2019-10-03 07:00 | 43741.2917 | 0.06332 | 0.05028 | 2019-10-03 07:00 | 43741.2917 | 0.378 | 0.23449
2019-10-03 08:00 | 43741.3333 | 0.06411 | 0.05086 | 2019-10-03 08:00 | 43741.3333 | 0.34018 | 0.21449
2019-10-03 09:00 | 43741.375 | 0.06151 | 0.05197 | 2019-10-03 09:00 | 43741.375 | 0.36194 | 0.1951
2019-10-03 10:00 | 43741.4167 | 0.06057 | 0.04986 | 2019-10-03 10:00 | 43741.4167 | 0.34804 | 0.18651
2019-10-03 11:00 | 43741.4583 | 0.05782 | 0.04894 | 2019-10-03 11:00 | 43741.4583 | 0.34434 | 0.18521
2019-10-03 12:00 | 43741.5 | 0.12219 | 0.04652 | 2019-10-03 12:00 | 43741.5 | 0.34015 | 0.17982
2019-10-03 13:00 | 43741.5417 | 0.11852 | 0.04509 | 2019-10-03 13:00 | 43741.5417 | 0.28135 | 0.16915
2019-10-03 14:00 | 43741.5833 | 0.11756 | 0.0417 | 2019-10-03 14:00 | 43741.5833 | 0.28214 | 0.16479
2019-10-03 15:00 | 43741.625 | 0.1182 | 0.04065 | 2019-10-03 15:00 | 43741.625 | 0.28986 | 0.17123
2019-10-03 16:00 | 43741.6667 | 0.12582 | 0.04134 | 2019-10-03 16:00 | 43741.6667 | 0.30633 | 0.18681
2019-10-03 17:00 | 43741.7083 | 0.12948 | 0.04784 | 2019-10-03 17:00 | 43741.7083 | 0.36522 | 0.19927
2019-10-03 18:00 | 43741.75 | 0.13415 | 0.05112 | 2019-10-03 18:00 | 43741.75 | 0.38632 | 0.21484
2019-10-03 19:00 | 43741.7917 | 0.13304 | 0.05498 | 2019-10-03 19:00 | 43741.7917 | 0.45684 | 0.2703
2019-10-03 20:00 | 43741.8333 | 0.13088 | 0.05342 | 2019-10-03 20:00 | 43741.8333 | 0.45479 | 0.26569
2019-10-03 21:00 | 43741.875 | 0.12905 | 0.05132 | 2019-10-03 21:00 | 43741.875 | 0.35084 | 0.20827
2019-10-03 22:00 | 43741.9167 | 0.05603 | 0.04933 | 2019-10-03 22:00 | 43741.9167 | 0.34845 | 0.2
2019-10-03 23:00 | 43741.9583 | 0.06464 | 0.0438 | 2019-10-03 23:00 | 43741.9583 | 0.38506 | 0.20468
2019-10-04 | 43742 | 0.06359 | 0.05064 | 2019-10-04 | 43742 | 0.36968 | 0.18284
2019-10-04 01:00 | 43742.0417 | 0.06389 | 0.04964 | 2019-10-04 01:00 | 43742.0417 | 0.37734 | 0.18311
2019-10-04 02:00 | 43742.0833 | 0.0647 | 0.04981 | 2019-10-04 02:00 | 43742.0833 | 0.3587 | 0.1618
2019-10-04 03:00 | 43742.125 | 0.06528 | 0.05047 | 2019-10-04 03:00 | 43742.125 | 0.36973 | 0.16949
2019-10-04 04:00 | 43742.1667 | 0.0656 | 0.05098 | 2019-10-04 04:00 | 43742.1667 | 0.38482 | 0.18368
2019-10-04 05:00 | 43742.2083 | 0.06521 | 0.05151 | 2019-10-04 05:00 | 43742.2083 | 0.38733 | 0.20475
2019-10-04 06:00 | 43742.25 | 0.06852 | 0.05159 | 2019-10-04 06:00 | 43742.25 | 0.42311 | 0.25014
2019-10-04 07:00 | 43742.2917 | 0.06707 | 0.05434 | 2019-10-04 07:00 | 43742.2917 | 0.45614 | 0.2557
2019-10-04 08:00 | 43742.3333 | 0.0676 | 0.05437 | 2019-10-04 08:00 | 43742.3333 | 0.42727 | 0.24958
2019-10-04 09:00 | 43742.375 | 0.06602 | 0.05536 | 2019-10-04 09:00 | 43742.375 | 0.36282 | 0.16062
2019-10-04 10:00 | 43742.4167 | 0.06597 | 0.05408 | 2019-10-04 10:00 | 43742.4167 | 0.33627 | 0.14353
2019-10-04 11:00 | 43742.4583 | 0.06645 | 0.05392 | 2019-10-04 11:00 | 43742.4583 | 0.32906 | 0.14045
2019-10-04 12:00 | 43742.5 | 0.13214 | 0.05436 | 2019-10-04 12:00 | 43742.5 | 0.33128 | 0.1396
2019-10-04 13:00 | 43742.5417 | 0.13044 | 0.05396 | 2019-10-04 13:00 | 43742.5417 | 0.2811 | 0.13442
2019-10-04 14:00 | 43742.5833 | 0.13032 | 0.05211 | 2019-10-04 14:00 | 43742.5833 | 0.27732 | 0.12955
2019-10-04 15:00 | 43742.625 | 0.13014 | 0.0517 | 2019-10-04 15:00 | 43742.625 | 0.27978 | 0.12985
2019-10-04 16:00 | 43742.6667 | 0.12983 | 0.05153 | 2019-10-04 16:00 | 43742.6667 | 0.29469 | 0.14367
2019-10-04 17:00 | 43742.7083 | 0.13004 | 0.05135 | 2019-10-04 17:00 | 43742.7083 | 0.39012 | 0.17858
2019-10-04 18:00 | 43742.75 | 0.1326 | 0.05153 | 2019-10-04 18:00 | 43742.75 | 0.47684 | 0.25039
2019-10-04 19:00 | 43742.7917 | 0.13642 | 0.05336 | 2019-10-04 19:00 | 43742.7917 | 0.51253 | 0.28025
2019-10-04 20:00 | 43742.8333 | 0.1357 | 0.05636 | 2019-10-04 20:00 | 43742.8333 | 0.49398 | 0.26046
2019-10-04 21:00 | 43742.875 | 0.13274 | 0.05546 | 2019-10-04 21:00 | 43742.875 | 0.44066 | 0.23305
2019-10-04 22:00 | 43742.9167 | 0.06347 | 0.05238 | 2019-10-04 22:00 | 43742.9167 | 0.40906 | 0.19662
2019-10-04 23:00 | 43742.9583 | 0.0691 | 0.05019 | 2019-10-04 23:00 | 43742.9583 | 0.42464 | 0.21719
2019-10-05 | 43743 | 0.06691 | 0.05373 | 2019-10-05 | 43743 | 0.3904 | 0.18271
2019-10-05 01:00 | 43743.0417 | 0.06488 | 0.05162 | 2019-10-05 01:00 | 43743.0417 | 0.36437 | 0.15802
2019-10-05 02:00 | 43743.0833 | 0.06368 | 0.04995 | 2019-10-05 02:00 | 43743.0833 | 0.3524 | 0.14475
2019-10-05 03:00 | 43743.125 | 0.06268 | 0.04886 | 2019-10-05 03:00 | 43743.125 | 0.32629 | 0.12769
2019-10-05 04:00 | 43743.1667 | 0.06255 | 0.04799 | 2019-10-05 04:00 | 43743.1667 | 0.35223 | 0.14824
2019-10-05 05:00 | 43743.2083 | 0.06024 | 0.048 | 2019-10-05 05:00 | 43743.2083 | 0.37245 | 0.17688
2019-10-05 06:00 | 43743.25 | 0.06292 | 0.04616 | 2019-10-05 06:00 | 43743.25 | 0.43595 | 0.24577
2019-10-05 07:00 | 43743.2917 | 0.06235 | 0.04865 | 2019-10-05 07:00 | 43743.2917 | 0.46554 | 0.2495
2019-10-05 08:00 | 43743.3333 | 0.06504 | 0.04887 | 2019-10-05 08:00 | 43743.3333 | 0.39474 | 0.20922
2019-10-05 09:00 | 43743.375 | 0.06367 | 0.05095 | 2019-10-05 09:00 | 43743.375 | 0.35691 | 0.14748
2019-10-05 10:00 | 43743.4167 | 0.06162 | 0.05022 | 2019-10-05 10:00 | 43743.4167 | 0.33594 | 0.13447
2019-10-05 11:00 | 43743.4583 | 0.06121 | 0.04859 | 2019-10-05 11:00 | 43743.4583 | 0.33167 | 0.13429
2019-10-05 12:00 | 43743.5 | 0.12847 | 0.04811 | 2019-10-05 12:00 | 43743.5 | 0.33032 | 0.13427
2019-10-05 13:00 | 43743.5417 | 0.1253 | 0.04878 | 2019-10-05 13:00 | 43743.5417 | 0.28241 | 0.12891
2019-10-05 14:00 | 43743.5833 | 0.12435 | 0.04578 | 2019-10-05 14:00 | 43743.5833 | 0.2867 | 0.12788
2019-10-05 15:00 | 43743.625 | 0.12206 | 0.04446 | 2019-10-05 15:00 | 43743.625 | 0.29182 | 0.1289
2019-10-05 16:00 | 43743.6667 | 0.12266 | 0.04254 | 2019-10-05 16:00 | 43743.6667 | 0.2999 | 0.13445
2019-10-05 17:00 | 43743.7083 | 0.12802 | 0.04332 | 2019-10-05 17:00 | 43743.7083 | 0.3635 | 0.14838
2019-10-05 18:00 | 43743.75 | 0.13288 | 0.04792 | 2019-10-05 18:00 | 43743.75 | 0.44493 | 0.21141
2019-10-05 19:00 | 43743.7917 | 0.1354 | 0.0519 | 2019-10-05 19:00 | 43743.7917 | 0.47437 | 0.2395
2019-10-05 20:00 | 43743.8333 | 0.13566 | 0.05394 | 2019-10-05 20:00 | 43743.8333 | 0.44022 | 0.21142
2019-10-05 21:00 | 43743.875 | 0.13167 | 0.05391 | 2019-10-05 21:00 | 43743.875 | 0.33153 | 0.14944
2019-10-05 22:00 | 43743.9167 | 0.06004 | 0.05089 | 2019-10-05 22:00 | 43743.9167 | 0.31552 | 0.12627
2019-10-05 23:00 | 43743.9583 | 0.06652 | 0.04657 | 2019-10-05 23:00 | 43743.9583 | 0.22738 | 0.09539
2019-10-06 | 43744 | 0.06568 | 0.05096 | 2019-10-06 | 43744 | 0.22347 | 0.08942
2019-10-06 01:00 | 43744.0417 | 0.06303 | 0.04992 | 2019-10-06 01:00 | 43744.0417 | 0.21349 | 0.08062
2019-10-06 02:00 | 43744.0833 | 0.05926 | 0.04746 | 2019-10-06 02:00 | 43744.0833 | 0.21058 | 0.07712
2019-10-06 03:00 | 43744.125 | 0.0589 | 0.04427 | 2019-10-06 03:00 | 43744.125 | 0.20475 | 0.07467
2019-10-06 04:00 | 43744.1667 | 0.05851 | 0.04386 | 2019-10-06 04:00 | 43744.1667 | 0.20294 | 0.07515
2019-10-06 05:00 | 43744.2083 | 0.05701 | 0.04363 | 2019-10-06 05:00 | 43744.2083 | 0.20055 | 0.08209
2019-10-06 06:00 | 43744.25 | 0.05781 | 0.04247 | 2019-10-06 06:00 | 43744.25 | 0.21868 | 0.10211
2019-10-06 07:00 | 43744.2917 | 0.05712 | 0.04334 | 2019-10-06 07:00 | 43744.2917 | 0.26199 | 0.11777
2019-10-06 08:00 | 43744.3333 | 0.05924 | 0.04345 | 2019-10-06 08:00 | 43744.3333 | 0.23747 | 0.10952
2019-10-06 09:00 | 43744.375 | 0.06192 | 0.04541 | 2019-10-06 09:00 | 43744.375 | 0.26578 | 0.09536
2019-10-06 10:00 | 43744.4167 | 0.05919 | 0.04692 | 2019-10-06 10:00 | 43744.4167 | 0.25051 | 0.08782
2019-10-06 11:00 | 43744.4583 | 0.06005 | 0.04491 | 2019-10-06 11:00 | 43744.4583 | 0.24834 | 0.08784
2019-10-06 12:00 | 43744.5 | 0.12834 | 0.04566 | 2019-10-06 12:00 | 43744.5 | 0.25396 | 0.0905
2019-10-06 13:00 | 43744.5417 | 0.12402 | 0.04717 | 2019-10-06 13:00 | 43744.5417 | 0.21394 | 0.09091
2019-10-06 14:00 | 43744.5833 | 0.12055 | 0.04341 | 2019-10-06 14:00 | 43744.5833 | 0.21783 | 0.09218
2019-10-06 15:00 | 43744.625 | 0.11984 | 0.04008 | 2019-10-06 15:00 | 43744.625 | 0.22082 | 0.093
2019-10-06 16:00 | 43744.6667 | 0.11959 | 0.03932 | 2019-10-06 16:00 | 43744.6667 | 0.23399 | 0.09949
2019-10-06 17:00 | 43744.7083 | 0.12044 | 0.03913 | 2019-10-06 17:00 | 43744.7083 | 0.30276 | 0.11827
2019-10-06 18:00 | 43744.75 | 0.12351 | 0.03992 | 2019-10-06 18:00 | 43744.75 | 0.38088 | 0.18321
2019-10-06 19:00 | 43744.7917 | 0.13355 | 0.04347 | 2019-10-06 19:00 | 43744.7917 | 0.42037 | 0.21573
2019-10-06 20:00 | 43744.8333 | 0.13398 | 0.051 | 2019-10-06 20:00 | 43744.8333 | 0.4305 | 0.22018
2019-10-06 21:00 | 43744.875 | 0.13066 | 0.05208 | 2019-10-06 21:00 | 43744.875 | 0.35215 | 0.18058
2019-10-06 22:00 | 43744.9167 | 0.06115 | 0.05023 | 2019-10-06 22:00 | 43744.9167 | 0.32134 | 0.14149
2019-10-06 23:00 | 43744.9583 | 0.06651 | 0.04718 | 2019-10-06 23:00 | 43744.9583 | 0.29894 | 0.14243
2019-10-07 | 43745 | 0.06272 | 0.05084 | 2019-10-07 | 43745 | 0.29389 | 0.13636
2019-10-07 01:00 | 43745.0417 | 0.05995 | 0.04733 | 2019-10-07 01:00 | 43745.0417 | 0.27901 | 0.11449
2019-10-07 02:00 | 43745.0833 | 0.05888 | 0.04473 | 2019-10-07 02:00 | 43745.0833 | 0.28161 | 0.11349
2019-10-07 03:00 | 43745.125 | 0.05873 | 0.04374 | 2019-10-07 03:00 | 43745.125 | 0.313 | 0.13662
2019-10-07 04:00 | 43745.1667 | 0.05689 | 0.04369 | 2019-10-07 04:00 | 43745.1667 | 0.31199 | 0.13801
2019-10-07 05:00 | 43745.2083 | 0.06178 | 0.04268 | 2019-10-07 05:00 | 43745.2083 | 0.3273 | 0.16151
2019-10-07 06:00 | 43745.25 | 0.07103 | 0.04765 | 2019-10-07 06:00 | 43745.25 | 0.32894 | 0.17961
2019-10-07 07:00 | 43745.2917 | 0.06828 | 0.05614 | 2019-10-07 07:00 | 43745.2917 | 0.39864 | 0.21911
2019-10-07 08:00 | 43745.3333 | 0.0685 | 0.05524 | 2019-10-07 08:00 | 43745.3333 | 0.3725 | 0.21014
2019-10-07 09:00 | 43745.375 | 0.06535 | 0.056 | 2019-10-07 09:00 | 43745.375 | 0.35932 | 0.16159
2019-10-07 10:00 | 43745.4167 | 0.06386 | 0.05319 | 2019-10-07 10:00 | 43745.4167 | 0.32297 | 0.13512
2019-10-07 11:00 | 43745.4583 | 0.06152 | 0.05186 | 2019-10-07 11:00 | 43745.4583 | 0.3149 | 0.13131
2019-10-07 12:00 | 43745.5 | 0.12648 | 0.04997 | 2019-10-07 12:00 | 43745.5 | 0.30605 | 0.12515
2019-10-07 13:00 | 43745.5417 | 0.12527 | 0.04888 | 2019-10-07 13:00 | 43745.5417 | 0.24971 | 0.11449
2019-10-07 14:00 | 43745.5833 | 0.1261 | 0.04759 | 2019-10-07 14:00 | 43745.5833 | 0.24988 | 0.11249
2019-10-07 15:00 | 43745.625 | 0.12685 | 0.04802 | 2019-10-07 15:00 | 43745.625 | 0.25062 | 0.11187
2019-10-07 16:00 | 43745.6667 | 0.12995 | 0.04878 | 2019-10-07 16:00 | 43745.6667 | 0.27919 | 0.13217
2019-10-07 17:00 | 43745.7083 | 0.13374 | 0.05153 | 2019-10-07 17:00 | 43745.7083 | 0.36732 | 0.16259
2019-10-07 18:00 | 43745.75 | 0.13715 | 0.05487 | 2019-10-07 18:00 | 43745.75 | 0.42223 | 0.20962
2019-10-07 19:00 | 43745.7917 | 0.13578 | 0.0575 | 2019-10-07 19:00 | 43745.7917 | 0.46041 | 0.23975
2019-10-07 20:00 | 43745.8333 | 0.13602 | 0.05589 | 2019-10-07 20:00 | 43745.8333 | 0.42804 | 0.20958
2019-10-07 21:00 | 43745.875 | 0.13132 | 0.05589 | 2019-10-07 21:00 | 43745.875 | 0.34596 | 0.16419
2019-10-07 22:00 | 43745.9167 | 0.061 | 0.0512 | 2019-10-07 22:00 | 43745.9167 | 0.321 | 0.13247
2019-10-07 23:00 | 43745.9583 | 0.07327 | 0.04777 | 2019-10-07 23:00 | 43745.9583 | 0.30237 | 0.16149
2019-10-08 | 43746 | 0.07162 | 0.05716 | 2019-10-08 | 43746 | 0.29097 | 0.14299
2019-10-08 01:00 | 43746.0417 | 0.0705 | 0.05557 | 2019-10-08 01:00 | 43746.0417 | 0.26935 | 0.11972
2019-10-08 02:00 | 43746.0833 | 0.07005 | 0.05431 | 2019-10-08 02:00 | 43746.0833 | 0.26455 | 0.11421
2019-10-08 03:00 | 43746.125 | 0.06935 | 0.05389 | 2019-10-08 03:00 | 43746.125 | 0.26316 | 0.11236
2019-10-08 04:00 | 43746.1667 | 0.06785 | 0.05334 | 2019-10-08 04:00 | 43746.1667 | 0.25661 | 0.10713
2019-10-08 05:00 | 43746.2083 | 0.06726 | 0.05266 | 2019-10-08 05:00 | 43746.2083 | 0.2519 | 0.10968
2019-10-08 06:00 | 43746.25 | 0.07086 | 0.05256 | 2019-10-08 06:00 | 43746.25 | 0.24783 | 0.11504
2019-10-08 07:00 | 43746.2917 | 0.06979 | 0.05584 | 2019-10-08 07:00 | 43746.2917 | 0.23978 | 0.11515
2019-10-08 08:00 | 43746.3333 | 0.07045 | 0.05649 | 2019-10-08 08:00 | 43746.3333 | 0.21856 | 0.11487
2019-10-08 09:00 | 43746.375 | 0.06749 | 0.05748 | 2019-10-08 09:00 | 43746.375 | 0.19151 | 0.10123
2019-10-08 10:00 | 43746.4167 | 0.06643 | 0.05498 | 2019-10-08 10:00 | 43746.4167 | 0.16287 | 0.08252
2019-10-08 11:00 | 43746.4583 | 0.06689 | 0.05407 | 2019-10-08 11:00 | 43746.4583 | 0.15944 | 0.08098
2019-10-08 12:00 | 43746.5 | 0.1327 | 0.05482 | 2019-10-08 12:00 | 43746.5 | 0.16874 | 0.08742
2019-10-08 13:00 | 43746.5417 | 0.13124 | 0.05436 | 2019-10-08 13:00 | 43746.5417 | 0.17356 | 0.08949
2019-10-08 14:00 | 43746.5833 | 0.1306 | 0.05282 | 2019-10-08 14:00 | 43746.5833 | 0.17491 | 0.08718
2019-10-08 15:00 | 43746.625 | 0.12985 | 0.05197 | 2019-10-08 15:00 | 43746.625 | 0.18006 | 0.08739
2019-10-08 16:00 | 43746.6667 | 0.1312 | 0.05137 | 2019-10-08 16:00 | 43746.6667 | 0.19339 | 0.09352
2019-10-08 17:00 | 43746.7083 | 0.13165 | 0.05265 | 2019-10-08 17:00 | 43746.7083 | 0.22085 | 0.10367
2019-10-08 18:00 | 43746.75 | 0.13427 | 0.053 | 2019-10-08 18:00 | 43746.75 | 0.28023 | 0.15324
2019-10-08 19:00 | 43746.7917 | 0.13934 | 0.05479 | 2019-10-08 19:00 | 43746.7917 | 0.31171 | 0.18182
2019-10-08 20:00 | 43746.8333 | 0.13826 | 0.05881 | 2019-10-08 20:00 | 43746.8333 | 0.32361 | 0.18966
2019-10-08 21:00 | 43746.875 | 0.13166 | 0.0576 | 2019-10-08 21:00 | 43746.875 | 0.29754 | 0.15954
2019-10-08 22:00 | 43746.9167 | 0.06016 | 0.05142 | 2019-10-08 22:00 | 43746.9167 | 0.2914 | 0.14404
2019-10-08 23:00 | 43746.9583 | 0.06292 | 0.0469 | 2019-10-08 23:00 | 43746.9583 | 0.28131 | 0.14945
2019-10-09 | 43747 | 0.05867 | 0.04852 | 2019-10-09 | 43747 | 0.2584 | 0.13011
2019-10-09 01:00 | 43747.0417 | 0.05749 | 0.04472 | 2019-10-09 01:00 | 43747.0417 | 0.24357 | 0.11481
2019-10-09 02:00 | 43747.0833 | 0.05637 | 0.04286 | 2019-10-09 02:00 | 43747.0833 | 0.22988 | 0.09779
2019-10-09 03:00 | 43747.125 | 0.05519 | 0.04186 | 2019-10-09 03:00 | 43747.125 | 0.23301 | 0.0977
2019-10-09 04:00 | 43747.1667 | 0.05484 | 0.04085 | 2019-10-09 04:00 | 43747.1667 | 0.23646 | 0.10066
2019-10-09 05:00 | 43747.2083 | 0.05584 | 0.04078 | 2019-10-09 05:00 | 43747.2083 | 0.23969 | 0.10185
2019-10-09 06:00 | 43747.25 | 0.06453 | 0.0416 | 2019-10-09 06:00 | 43747.25 | 0.24252 | 0.11267
2019-10-09 07:00 | 43747.2917 | 0.06576 | 0.04975 | 2019-10-09 07:00 | 43747.2917 | 0.21758 | 0.09655
2019-10-09 08:00 | 43747.3333 | 0.06588 | 0.0522 | 2019-10-09 08:00 | 43747.3333 | 0.20089 | 0.08997
2019-10-09 09:00 | 43747.375 | 0.06314 | 0.05277 | 2019-10-09 09:00 | 43747.375 | 0.17822 | 0.08477
2019-10-09 10:00 | 43747.4167 | 0.06056 | 0.05041 | 2019-10-09 10:00 | 43747.4167 | 0.15579 | 0.07625
2019-10-09 11:00 | 43747.4583 | 0.06242 | 0.04806 | 2019-10-09 11:00 | 43747.4583 | 0.15218 | 0.07692
2019-10-09 12:00 | 43747.5 | 0.13083 | 0.04987 | 2019-10-09 12:00 | 43747.5 | 0.155 | 0.0785
2019-10-09 13:00 | 43747.5417 | 0.12673 | 0.0518 | 2019-10-09 13:00 | 43747.5417 | 0.14927 | 0.07499
2019-10-09 14:00 | 43747.5833 | 0.12541 | 0.04801 | 2019-10-09 14:00 | 43747.5833 | 0.15391 | 0.07496
2019-10-09 15:00 | 43747.625 | 0.12532 | 0.04657 | 2019-10-09 15:00 | 43747.625 | 0.15548 | 0.07512
2019-10-09 16:00 | 43747.6667 | 0.12536 | 0.04651 | 2019-10-09 16:00 | 43747.6667 | 0.16967 | 0.08281
2019-10-09 17:00 | 43747.7083 | 0.12576 | 0.04655 | 2019-10-09 17:00 | 43747.7083 | 0.18864 | 0.09472
2019-10-09 18:00 | 43747.75 | 0.13174 | 0.04673 | 2019-10-09 18:00 | 43747.75 | 0.26917 | 0.15273
2019-10-09 19:00 | 43747.7917 | 0.136 | 0.05164 | 2019-10-09 19:00 | 43747.7917 | 0.32376 | 0.20188
2019-10-09 20:00 | 43747.8333 | 0.13449 | 0.05514 | 2019-10-09 20:00 | 43747.8333 | 0.3379 | 0.21381
2019-10-09 21:00 | 43747.875 | 0.1277 | 0.05356 | 2019-10-09 21:00 | 43747.875 | 0.317 | 0.18932
2019-10-09 22:00 | 43747.9167 | 0.05779 | 0.04707 | 2019-10-09 22:00 | 43747.9167 | 0.28966 | 0.15997
2019-10-09 23:00 | 43747.9583 | 0.0573 | 0.04368 | 2019-10-09 23:00 | 43747.9583 | 0.24245 | 0.11835
2019-10-10 | 43748 | 0.05449 | 0.04388 | 2019-10-10 | 43748 | 0.2398 | 0.10963
2019-10-10 01:00 | 43748.0417 | 0.05291 | 0.04137 | 2019-10-10 01:00 | 43748.0417 | 0.24176 | 0.1046
2019-10-10 02:00 | 43748.0833 | 0.05215 | 0.03993 | 2019-10-10 02:00 | 43748.0833 | 0.24658 | 0.10404
2019-10-10 03:00 | 43748.125 | 0.05169 | 0.03916 | 2019-10-10 03:00 | 43748.125 | 0.24585 | 0.10242
2019-10-10 04:00 | 43748.1667 | 0.05154 | 0.0388 | 2019-10-10 04:00 | 43748.1667 | 0.24304 | 0.10406
2019-10-10 05:00 | 43748.2083 | 0.05228 | 0.03887 | 2019-10-10 05:00 | 43748.2083 | 0.24305 | 0.11905
2019-10-10 06:00 | 43748.25 | 0.06009 | 0.04004 | 2019-10-10 06:00 | 43748.25 | 0.28269 | 0.16231
2019-10-10 07:00 | 43748.2917 | 0.05935 | 0.04727 | 2019-10-10 07:00 | 43748.2917 | 0.34957 | 0.19979
2019-10-10 08:00 | 43748.3333 | 0.0616 | 0.04772 | 2019-10-10 08:00 | 43748.3333 | 0.33782 | 0.20192
2019-10-10 09:00 | 43748.375 | 0.05766 | 0.04972 | 2019-10-10 09:00 | 43748.375 | 0.36678 | 0.1885
2019-10-10 10:00 | 43748.4167 | 0.05667 | 0.04593 | 2019-10-10 10:00 | 43748.4167 | 0.33447 | 0.16313
2019-10-10 11:00 | 43748.4583 | 0.0579 | 0.04487 | 2019-10-10 11:00 | 43748.4583 | 0.32873 | 0.16267
2019-10-10 12:00 | 43748.5 | 0.12557 | 0.04605 | 2019-10-10 12:00 | 43748.5 | 0.32951 | 0.16209
2019-10-10 13:00 | 43748.5417 | 0.12383 | 0.04754 | 2019-10-10 13:00 | 43748.5417 | 0.28185 | 0.15494
2019-10-10 14:00 | 43748.5833 | 0.12576 | 0.04589 | 2019-10-10 14:00 | 43748.5833 | 0.2839 | 0.15463
2019-10-10 15:00 | 43748.625 | 0.12591 | 0.04735 | 2019-10-10 15:00 | 43748.625 | 0.28635 | 0.15495
2019-10-10 16:00 | 43748.6667 | 0.12913 | 0.04761 | 2019-10-10 16:00 | 43748.6667 | 0.30297 | 0.16812
2019-10-10 17:00 | 43748.7083 | 0.12907 | 0.05035 | 2019-10-10 17:00 | 43748.7083 | 0.38556 | 0.20108
2019-10-10 18:00 | 43748.75 | 0.13407 | 0.05037 | 2019-10-10 18:00 | 43748.75 | 0.43473 | 0.24136
2019-10-10 19:00 | 43748.7917 | 0.13992 | 0.05453 | 2019-10-10 19:00 | 43748.7917 | 0.46876 | 0.27004
2019-10-10 20:00 | 43748.8333 | 0.13829 | 0.059 | 2019-10-10 20:00 | 43748.8333 | 0.40973 | 0.21971
2019-10-10 21:00 | 43748.875 | 0.13197 | 0.05763 | 2019-10-10 21:00 | 43748.875 | 0.35593 | 0.19969
2019-10-10 22:00 | 43748.9167 | 0.06087 | 0.05206 | 2019-10-10 22:00 | 43748.9167 | 0.32088 | 0.15886
2019-10-10 23:00 | 43748.9583 | 0.0666 | 0.04753 | 2019-10-10 23:00 | 43748.9583 | 0.33593 | 0.18153
2019-10-11 | 43749 | 0.06548 | 0.05229 | 2019-10-11 | 43749 | 0.30978 | 0.1554
2019-10-11 01:00 | 43749.0417 | 0.06124 | 0.05103 | 2019-10-11 01:00 | 43749.0417 | 0.29835 | 0.14556
2019-10-11 02:00 | 43749.0833 | 0.05929 | 0.0472 | 2019-10-11 02:00 | 43749.0833 | 0.29091 | 0.13948
2019-10-11 03:00 | 43749.125 | 0.05954 | 0.04548 | 2019-10-11 03:00 | 43749.125 | 0.28387 | 0.13459
2019-10-11 04:00 | 43749.1667 | 0.05821 | 0.04571 | 2019-10-11 04:00 | 43749.1667 | 0.2865 | 0.13952
2019-10-11 05:00 | 43749.2083 | 0.05814 | 0.04488 | 2019-10-11 05:00 | 43749.2083 | 0.27888 | 0.14755
2019-10-11 06:00 | 43749.25 | 0.06461 | 0.04483 | 2019-10-11 06:00 | 43749.25 | 0.31698 | 0.19449
2019-10-11 07:00 | 43749.2917 | 0.06439 | 0.05118 | 2019-10-11 07:00 | 43749.2917 | 0.34639 | 0.1996
2019-10-11 08:00 | 43749.3333 | 0.06438 | 0.05225 | 2019-10-11 08:00 | 43749.3333 | 0.3351 | 0.1996
2019-10-11 09:00 | 43749.375 | 0.06327 | 0.05282 | 2019-10-11 09:00 | 43749.375 | 0.367 | 0.18649
2019-10-11 10:00 | 43749.4167 | 0.06056 | 0.05108 | 2019-10-11 10:00 | 43749.4167 | 0.3438 | 0.16929
2019-10-11 11:00 | 43749.4583 | 0.0609 | 0.04852 | 2019-10-11 11:00 | 43749.4583 | 0.32328 | 0.15349
2019-10-11 12:00 | 43749.5 | 0.12457 | 0.04884 | 2019-10-11 12:00 | 43749.5 | 0.31789 | 0.14963
2019-10-11 13:00 | 43749.5417 | 0.12265 | 0.04676 | 2019-10-11 13:00 | 43749.5417 | 0.26917 | 0.14439
2019-10-11 14:00 | 43749.5833 | 0.12129 | 0.04475 | 2019-10-11 14:00 | 43749.5833 | 0.27081 | 0.14449
2019-10-11 15:00 | 43749.625 | 0.12209 | 0.04326 | 2019-10-11 15:00 | 43749.625 | 0.2789 | 0.1499
2019-10-11 16:00 | 43749.6667 | 0.12315 | 0.04392 | 2019-10-11 16:00 | 43749.6667 | 0.30867 | 0.17339
2019-10-11 17:00 | 43749.7083 | 0.12452 | 0.04491 | 2019-10-11 17:00 | 43749.7083 | 0.36369 | 0.18756
2019-10-11 18:00 | 43749.75 | 0.13157 | 0.04618 | 2019-10-11 18:00 | 43749.75 | 0.37573 | 0.19979
2019-10-11 19:00 | 43749.7917 | 0.13471 | 0.05197 | 2019-10-11 19:00 | 43749.7917 | 0.43268 | 0.2453
2019-10-11 20:00 | 43749.8333 | 0.13333 | 0.05453 | 2019-10-11 20:00 | 43749.8333 | 0.41335 | 0.22334
2019-10-11 21:00 | 43749.875 | 0.1248 | 0.05287 | 2019-10-11 21:00 | 43749.875 | 0.33554 | 0.18153
2019-10-11 22:00 | 43749.9167 | 0.06004 | 0.04585 | 2019-10-11 22:00 | 43749.9167 | 0.29249 | 0.14019
2019-10-11 23:00 | 43749.9583 | 0.05972 | 0.04683 | 2019-10-11 23:00 | 43749.9583 | 0.34029 | 0.18265
2019-10-12 | 43750 | 0.05764 | 0.04658 | 2019-10-12 | 43750 | 0.31745 | 0.15391
2019-10-12 01:00 | 43750.0417 | 0.05381 | 0.04431 | 2019-10-12 01:00 | 43750.0417 | 0.29688 | 0.13389
2019-10-12 02:00 | 43750.0833 | 0.0513 | 0.04077 | 2019-10-12 02:00 | 43750.0833 | 0.29825 | 0.13046
2019-10-12 03:00 | 43750.125 | 0.05097 | 0.03863 | 2019-10-12 03:00 | 43750.125 | 0.29993 | 0.12949
2019-10-12 04:00 | 43750.1667 | 0.05017 | 0.0384 | 2019-10-12 04:00 | 43750.1667 | 0.29761 | 0.12948
2019-10-12 05:00 | 43750.2083 | 0.04971 | 0.03761 | 2019-10-12 05:00 | 43750.2083 | 0.29046 | 0.12856
2019-10-12 06:00 | 43750.25 | 0.05107 | 0.03729 | 2019-10-12 06:00 | 43750.25 | 0.27128 | 0.12895
2019-10-12 07:00 | 43750.2917 | 0.0514 | 0.03808 | 2019-10-12 07:00 | 43750.2917 | 0.26415 | 0.12953
2019-10-12 08:00 | 43750.3333 | 0.05607 | 0.03872 | 2019-10-12 08:00 | 43750.3333 | 0.2575 | 0.12951
2019-10-12 09:00 | 43750.375 | 0.05926 | 0.04286 | 2019-10-12 09:00 | 43750.375 | 0.24336 | 0.12511
2019-10-12 10:00 | 43750.4167 | 0.05365 | 0.04629 | 2019-10-12 10:00 | 43750.4167 | 0.21553 | 0.10946
2019-10-12 11:00 | 43750.4583 | 0.05156 | 0.04056 | 2019-10-12 11:00 | 43750.4583 | 0.20556 | 0.10304
2019-10-12 12:00 | 43750.5 | 0.1167 | 0.03842 | 2019-10-12 12:00 | 43750.5 | 0.21093 | 0.10759
2019-10-12 13:00 | 43750.5417 | 0.11517 | 0.03716 | 2019-10-12 13:00 | 43750.5417 | 0.21469 | 0.10926
2019-10-12 14:00 | 43750.5833 | 0.10908 | 0.03577 | 2019-10-12 14:00 | 43750.5833 | 0.21126 | 0.10356
2019-10-12 15:00 | 43750.625 | 0.10917 | 0.03024 | 2019-10-12 15:00 | 43750.625 | 0.2138 | 0.10353
2019-10-12 16:00 | 43750.6667 | 0.1101 | 0.0302 | 2019-10-12 16:00 | 43750.6667 | 0.23662 | 0.11969
2019-10-12 17:00 | 43750.7083 | 0.11581 | 0.03103 | 2019-10-12 17:00 | 43750.7083 | 0.24906 | 0.12949
2019-10-12 18:00 | 43750.75 | 0.12548 | 0.0364 | 2019-10-12 18:00 | 43750.75 | 0.25284 | 0.13475
2019-10-12 19:00 | 43750.7917 | 0.12716 | 0.04471 | 2019-10-12 19:00 | 43750.7917 | 0.32033 | 0.18824
2019-10-12 20:00 | 43750.8333 | 0.1275 | 0.046 | 2019-10-12 20:00 | 43750.8333 | 0.32481 | 0.18817
2019-10-12 21:00 | 43750.875 | 0.11942 | 0.04605 | 2019-10-12 21:00 | 43750.875 | 0.30835 | 0.16464
2019-10-12 22:00 | 43750.9167 | 0.05095 | 0.03866 | 2019-10-12 22:00 | 43750.9167 | 0.27945 | 0.13137
2019-10-12 23:00 | 43750.9583 | 0.04875 | 0.03779 | 2019-10-12 23:00 | 43750.9583 | 0.27794 | 0.12777
2019-10-13 | 43751 | 0.04733 | 0.0355 | 2019-10-13 | 43751 | 0.28448 | 0.12128
2019-10-13 01:00 | 43751.0417 | 0.04481 | 0.03398 | 2019-10-13 01:00 | 43751.0417 | 0.28907 | 0.11827
2019-10-13 02:00 | 43751.0833 | 0.04274 | 0.03228 | 2019-10-13 02:00 | 43751.0833 | 0.29701 | 0.12133
2019-10-13 03:00 | 43751.125 | 0.04157 | 0.03058 | 2019-10-13 03:00 | 43751.125 | 0.30164 | 0.12612
2019-10-13 04:00 | 43751.1667 | 0.04381 | 0.02946 | 2019-10-13 04:00 | 43751.1667 | 0.29501 | 0.12932
2019-10-13 05:00 | 43751.2083 | 0.04419 | 0.03149 | 2019-10-13 05:00 | 43751.2083 | 0.28991 | 0.14314
2019-10-13 06:00 | 43751.25 | 0.04568 | 0.032 | 2019-10-13 06:00 | 43751.25 | 0.32374 | 0.18826
2019-10-13 07:00 | 43751.2917 | 0.04531 | 0.03323 | 2019-10-13 07:00 | 43751.2917 | 0.3539 | 0.19194
2019-10-13 08:00 | 43751.3333 | 0.04755 | 0.03359 | 2019-10-13 08:00 | 43751.3333 | 0.33206 | 0.18879
2019-10-13 09:00 | 43751.375 | 0.04758 | 0.03505 | 2019-10-13 09:00 | 43751.375 | 0.30152 | 0.13049
2019-10-13 10:00 | 43751.4167 | 0.04826 | 0.03533 | 2019-10-13 10:00 | 43751.4167 | 0.28641 | 0.12003
2019-10-13 11:00 | 43751.4583 | 0.04809 | 0.03525 | 2019-10-13 11:00 | 43751.4583 | 0.27777 | 0.11532
2019-10-13 12:00 | 43751.5 | 0.11421 | 0.03508 | 2019-10-13 12:00 | 43751.5 | 0.27655 | 0.11424
2019-10-13 13:00 | 43751.5417 | 0.11391 | 0.03509 | 2019-10-13 13:00 | 43751.5417 | 0.23205 | 0.11333
2019-10-13 14:00 | 43751.5833 | 0.11287 | 0.03476 | 2019-10-13 14:00 | 43751.5833 | 0.23026 | 0.11203
2019-10-13 15:00 | 43751.625 | 0.11257 | 0.03363 | 2019-10-13 15:00 | 43751.625 | 0.23438 | 0.11337
2019-10-13 16:00 | 43751.6667 | 0.11391 | 0.03363 | 2019-10-13 16:00 | 43751.6667 | 0.24736 | 0.1209
2019-10-13 17:00 | 43751.7083 | 0.11569 | 0.03483 | 2019-10-13 17:00 | 43751.7083 | 0.32355 | 0.14483
2019-10-13 18:00 | 43751.75 | 0.13084 | 0.03652 | 2019-10-13 18:00 | 43751.75 | 0.38047 | 0.19041
2019-10-13 19:00 | 43751.7917 | 0.13834 | 0.04877 | 2019-10-13 19:00 | 43751.7917 | 0.37996 | 0.18867
2019-10-13 20:00 | 43751.8333 | 0.13834 | 0.05566 | 2019-10-13 20:00 | 43751.8333 | 0.38792 | 0.1919
2019-10-13 21:00 | 43751.875 | 0.13528 | 0.05622 | 2019-10-13 21:00 | 43751.875 | 0.35821 | 0.19095
2019-10-13 22:00 | 43751.9167 | 0.06408 | 0.05318 | 2019-10-13 22:00 | 43751.9167 | 0.30841 | 0.14197
2019-10-13 23:00 | 43751.9583 | 0.05454 | 0.04977 | 2019-10-13 23:00 | 43751.9583 | 0.30361 | 0.15949
2019-10-14 | 43752 | 0.04834 | 0.04051 | 2019-10-14 | 43752 | 0.27628 | 0.13197
2019-10-14 01:00 | 43752.0417 | 0.047 | 0.03499 | 2019-10-14 01:00 | 43752.0417 | 0.26923 | 0.12179
2019-10-14 02:00 | 43752.0833 | 0.04584 | 0.03381 | 2019-10-14 02:00 | 43752.0833 | 0.25679 | 0.10949
2019-10-14 03:00 | 43752.125 | 0.04451 | 0.03267 | 2019-10-14 03:00 | 43752.125 | 0.25588 | 0.10901
2019-10-14 04:00 | 43752.1667 | 0.04505 | 0.03157 | 2019-10-14 04:00 | 43752.1667 | 0.25525 | 0.11089
2019-10-14 05:00 | 43752.2083 | 0.04985 | 0.03124 | 2019-10-14 05:00 | 43752.2083 | 0.25529 | 0.12134
2019-10-14 06:00 | 43752.25 | 0.06294 | 0.03587 | 2019-10-14 06:00 | 43752.25 | 0.28633 | 0.16458
2019-10-14 07:00 | 43752.2917 | 0.06295 | 0.04876 | 2019-10-14 07:00 | 43752.2917 | 0.31572 | 0.17358
2019-10-14 08:00 | 43752.3333 | 0.06249 | 0.05008 | 2019-10-14 08:00 | 43752.3333 | 0.29858 | 0.16651
2019-10-14 09:00 | 43752.375 | 0.06154 | 0.05018 | 2019-10-14 09:00 | 43752.375 | 0.28456 | 0.11958
2019-10-14 10:00 | 43752.4167 | 0.05957 | 0.04936 | 2019-10-14 10:00 | 43752.4167 | 0.26233 | 0.10242
2019-10-14 11:00 | 43752.4583 | 0.05622 | 0.04758 | 2019-10-14 11:00 | 43752.4583 | 0.25904 | 0.09908
2019-10-14 12:00 | 43752.5 | 0.11969 | 0.04485 | 2019-10-14 12:00 | 43752.5 | 0.25645 | 0.09669
2019-10-14 13:00 | 43752.5417 | 0.11602 | 0.04263 | 2019-10-14 13:00 | 43752.5417 | 0.20928 | 0.09316
2019-10-14 14:00 | 43752.5833 | 0.11778 | 0.03923 | 2019-10-14 14:00 | 43752.5833 | 0.20684 | 0.09149
2019-10-14 15:00 | 43752.625 | 0.11677 | 0.04046 | 2019-10-14 15:00 | 43752.625 | 0.21206 | 0.09374
2019-10-14 16:00 | 43752.6667 | 0.1185 | 0.03969 | 2019-10-14 16:00 | 43752.6667 | 0.22849 | 0.10272
2019-10-14 17:00 | 43752.7083 | 0.12563 | 0.04121 | 2019-10-14 17:00 | 43752.7083 | 0.31385 | 0.13327
2019-10-14 18:00 | 43752.75 | 0.13111 | 0.04734 | 2019-10-14 18:00 | 43752.75 | 0.3779 | 0.18579
2019-10-14 19:00 | 43752.7917 | 0.12921 | 0.05196 | 2019-10-14 19:00 | 43752.7917 | 0.38429 | 0.18949
2019-10-14 20:00 | 43752.8333 | 0.12922 | 0.05011 | 2019-10-14 20:00 | 43752.8333 | 0.40233 | 0.20158
2019-10-14 21:00 | 43752.875 | 0.11787 | 0.04976 | 2019-10-14 21:00 | 43752.875 | 0.33945 | 0.17458
2019-10-14 22:00 | 43752.9167 | 0.0475 | 0.03951 | 2019-10-14 22:00 | 43752.9167 | 0.33596 | 0.15949
2019-10-14 23:00 | 43752.9583 | 0.04397 | 0.03531 | 2019-10-14 23:00 | 43752.9583 | 0.24978 | 0.14791
2019-10-15 | 43753 | 0.04109 | 0.03216 | 2019-10-15 | 43753 | 0.23761 | 0.13435
2019-10-15 01:00 | 43753.0417 | 0.03639 | 0.02929 | 2019-10-15 01:00 | 43753.0417 | 0.23702 | 0.13103
2019-10-15 02:00 | 43753.0833 | 0.0356 | 0.02525 | 2019-10-15 02:00 | 43753.0833 | 0.23909 | 0.12875
2019-10-15 03:00 | 43753.125 | 0.0364 | 0.02454 | 2019-10-15 03:00 | 43753.125 | 0.23971 | 0.12848
2019-10-15 04:00 | 43753.1667 | 0.04266 | 0.02527 | 2019-10-15 04:00 | 43753.1667 | 0.23997 | 0.12801
2019-10-15 05:00 | 43753.2083 | 0.05407 | 0.03004 | 2019-10-15 05:00 | 43753.2083 | 0.23548 | 0.12722
2019-10-15 06:00 | 43753.25 | 0.06619 | 0.04045 | 2019-10-15 06:00 | 43753.25 | 0.23354 | 0.12932
2019-10-15 07:00 | 43753.2917 | 0.06435 | 0.0523 | 2019-10-15 07:00 | 43753.2917 | 0.23421 | 0.13448
2019-10-15 08:00 | 43753.3333 | 0.06436 | 0.05208 | 2019-10-15 08:00 | 43753.3333 | 0.2165 | 0.12927
2019-10-15 09:00 | 43753.375 | 0.06198 | 0.05237 | 2019-10-15 09:00 | 43753.375 | 0.20522 | 0.1218
2019-10-15 10:00 | 43753.4167 | 0.06038 | 0.05027 | 2019-10-15 10:00 | 43753.4167 | 0.15648 | 0.08868
2019-10-15 11:00 | 43753.4583 | 0.05741 | 0.04887 | 2019-10-15 11:00 | 43753.4583 | 0.14396 | 0.08116
2019-10-15 12:00 | 43753.5 | 0.12225 | 0.04617 | 2019-10-15 12:00 | 43753.5 | 0.14044 | 0.07949
2019-10-15 13:00 | 43753.5417 | 0.11983 | 0.04511 | 2019-10-15 13:00 | 43753.5417 | 0.12856 | 0.07093
2019-10-15 14:00 | 43753.5833 | 0.11896 | 0.04284 | 2019-10-15 14:00 | 43753.5833 | 0.11353 | 0.05825
2019-10-15 15:00 | 43753.625 | 0.12073 | 0.04184 | 2019-10-15 15:00 | 43753.625 | 0.11393 | 0.05824
2019-10-15 16:00 | 43753.6667 | 0.12425 | 0.04342 | 2019-10-15 16:00 | 43753.6667 | 0.13058 | 0.06991
2019-10-15 17:00 | 43753.7083 | 0.12871 | 0.04653 | 2019-10-15 17:00 | 43753.7083 | 0.16148 | 0.08949
2019-10-15 18:00 | 43753.75 | 0.13347 | 0.05041 | 2019-10-15 18:00 | 43753.75 | 0.21602 | 0.13276
2019-10-15 19:00 | 43753.7917 | 0.13456 | 0.05427 | 2019-10-15 19:00 | 43753.7917 | 0.25843 | 0.16725
2019-10-15 20:00 | 43753.8333 | 0.12957 | 0.05511 | 2019-10-15 20:00 | 43753.8333 | 0.2445 | 0.15448
2019-10-15 21:00 | 43753.875 | 0.11981 | 0.05032 | 2019-10-15 21:00 | 43753.875 | 0.24064 | 0.14472
2019-10-15 22:00 | 43753.9167 | 0.05205 | 0.04133 | 2019-10-15 22:00 | 43753.9167 | 0.22733 | 0.12944
2019-10-15 23:00 | 43753.9583 | 0.05353 | 0.03979 | 2019-10-15 23:00 | 43753.9583 | 0.1887 | 0.12868
2019-10-16 | 43754 | 0.04796 | 0.04087 | 2019-10-16 | 43754 | 0.17048 | 0.11414
2019-10-16 01:00 | 43754.0417 | 0.04632 | 0.03585 | 2019-10-16 01:00 | 43754.0417 | 0.17156 | 0.11258
2019-10-16 02:00 | 43754.0833 | 0.04593 | 0.03428 | 2019-10-16 02:00 | 43754.0833 | 0.17641 | 0.1137
2019-10-16 03:00 | 43754.125 | 0.0461 | 0.03395 | 2019-10-16 03:00 | 43754.125 | 0.13511 | 0.07949
2019-10-16 04:00 | 43754.1667 | 0.04725 | 0.03414 | 2019-10-16 04:00 | 43754.1667 | 0.13515 | 0.07933
2019-10-16 05:00 | 43754.2083 | 0.0518 | 0.03451 | 2019-10-16 05:00 | 43754.2083 | 0.14211 | 0.08906
2019-10-16 06:00 | 43754.25 | 0.06329 | 0.03835 | 2019-10-16 06:00 | 43754.25 | 0.17332 | 0.11258
2019-10-16 07:00 | 43754.2917 | 0.06344 | 0.04976 | 2019-10-16 07:00 | 43754.2917 | 0.16399 | 0.10912
2019-10-16 08:00 | 43754.3333 | 0.06166 | 0.05114 | 2019-10-16 08:00 | 43754.3333 | 0.1851 | 0.12453
2019-10-16 09:00 | 43754.375 | 0.0579 | 0.04993 | 2019-10-16 09:00 | 43754.375 | 0.16916 | 0.11422
2019-10-16 10:00 | 43754.4167 | 0.05415 | 0.04663 | 2019-10-16 10:00 | 43754.4167 | 0.12357 | 0.0796
2019-10-16 11:00 | 43754.4583 | 0.0509 | 0.04326 | 2019-10-16 11:00 | 43754.4583 | 0.11688 | 0.07507
2019-10-16 12:00 | 43754.5 | 0.11502 | 0.04023 | 2019-10-16 12:00 | 43754.5 | 0.11392 | 0.07329
2019-10-16 13:00 | 43754.5417 | 0.11229 | 0.0387 | 2019-10-16 13:00 | 43754.5417 | 0.11102 | 0.07002
2019-10-16 14:00 | 43754.5833 | 0.11351 | 0.03617 | 2019-10-16 14:00 | 43754.5833 | 0.10993 | 0.06978
2019-10-16 15:00 | 43754.625 | 0.11441 | 0.03701 | 2019-10-16 15:00 | 43754.625 | 0.11411 | 0.07001
2019-10-16 16:00 | 43754.6667 | 0.12423 | 0.03781 | 2019-10-16 16:00 | 43754.6667 | 0.11463 | 0.07288
2019-10-16 17:00 | 43754.7083 | 0.12828 | 0.04644 | 2019-10-16 17:00 | 43754.7083 | 0.15838 | 0.11287
2019-10-16 18:00 | 43754.75 | 0.13446 | 0.04984 | 2019-10-16 18:00 | 43754.75 | 0.16756 | 0.12453
2019-10-16 19:00 | 43754.7917 | 0.13458 | 0.05474 | 2019-10-16 19:00 | 43754.7917 | 0.2011 | 0.14839
2019-10-16 20:00 | 43754.8333 | 0.13289 | 0.05481 | 2019-10-16 20:00 | 43754.8333 | 0.19828 | 0.14422
2019-10-16 21:00 | 43754.875 | 0.12652 | 0.05276 | 2019-10-16 21:00 | 43754.875 | 0.19166 | 0.13747
2019-10-16 22:00 | 43754.9167 | 0.05696 | 0.04673 | 2019-10-16 22:00 | 43754.9167 | 0.18311 | 0.12864
2019-10-16 23:00 | 43754.9583 | 0.0578 | 0.04369 | 2019-10-16 23:00 | 43754.9583 | 0.18856 | 0.12771
2019-10-17 | 43755 | 0.05136 | 0.04363 | 2019-10-17 | 43755 | 0.1713 | 0.11375
2019-10-17 01:00 | 43755.0417 | 0.04903 | 0.03789 | 2019-10-17 01:00 | 43755.0417 | 0.16139 | 0.10514
2019-10-17 02:00 | 43755.0833 | 0.0492 | 0.03586 | 2019-10-17 02:00 | 43755.0833 | 0.14297 | 0.08952
2019-10-17 03:00 | 43755.125 | 0.04942 | 0.0359 | 2019-10-17 03:00 | 43755.125 | 0.14308 | 0.08923
2019-10-17 04:00 | 43755.1667 | 0.05205 | 0.03606 | 2019-10-17 04:00 | 43755.1667 | 0.17054 | 0.11274
2019-10-17 05:00 | 43755.2083 | 0.05812 | 0.0379 | 2019-10-17 05:00 | 43755.2083 | 0.19885 | 0.13891
2019-10-17 06:00 | 43755.25 | 0.06651 | 0.04383 | 2019-10-17 06:00 | 43755.25 | 0.23647 | 0.17445
2019-10-17 07:00 | 43755.2917 | 0.06725 | 0.05192 | 2019-10-17 07:00 | 43755.2917 | 0.29615 | 0.20142
2019-10-17 08:00 | 43755.3333 | 0.06631 | 0.05426 | 2019-10-17 08:00 | 43755.3333 | 0.27936 | 0.19289
2019-10-17 09:00 | 43755.375 | 0.065 | 0.05387 | 2019-10-17 09:00 | 43755.375 | 0.29417 | 0.1675
2019-10-17 10:00 | 43755.4167 | 0.06412 | 0.05284 | 2019-10-17 10:00 | 43755.4167 | 0.26113 | 0.13972
2019-10-17 11:00 | 43755.4583 | 0.06045 | 0.05203 | 2019-10-17 11:00 | 43755.4583 | 0.23665 | 0.11994
2019-10-17 12:00 | 43755.5 | 0.12408 | 0.04856 | 2019-10-17 12:00 | 43755.5 | 0.22629 | 0.11176
2019-10-17 13:00 | 43755.5417 | 0.12262 | 0.04638 | 2019-10-17 13:00 | 43755.5417 | 0.17218 | 0.1046
2019-10-17 14:00 | 43755.5833 | 0.12207 | 0.04494 | 2019-10-17 14:00 | 43755.5833 | 0.16922 | 0.10146
2019-10-17 15:00 | 43755.625 | 0.12432 | 0.0442 | 2019-10-17 15:00 | 43755.625 | 0.17924 | 0.10908
2019-10-17 16:00 | 43755.6667 | 0.13026 | 0.0463 | 2019-10-17 16:00 | 43755.6667 | 0.19159 | 0.11849
2019-10-17 17:00 | 43755.7083 | 0.1328 | 0.0514 | 2019-10-17 17:00 | 43755.7083 | 0.27551 | 0.15337
2019-10-17 18:00 | 43755.75 | 0.1373 | 0.05372 | 2019-10-17 18:00 | 43755.75 | 0.30164 | 0.17426
2019-10-17 19:00 | 43755.7917 | 0.13412 | 0.05731 | 2019-10-17 19:00 | 43755.7917 | 0.33906 | 0.20464
2019-10-17 20:00 | 43755.8333 | 0.1323 | 0.05434 | 2019-10-17 20:00 | 43755.8333 | 0.32567 | 0.19197
2019-10-17 21:00 | 43755.875 | 0.12512 | 0.0524 | 2019-10-17 21:00 | 43755.875 | 0.25339 | 0.16441
2019-10-17 22:00 | 43755.9167 | 0.05859 | 0.04572 | 2019-10-17 22:00 | 43755.9167 | 0.23431 | 0.1467
2019-10-17 23:00 | 43755.9583 | 0.05806 | 0.04484 | 2019-10-17 23:00 | 43755.9583 | 0.18976 | 0.13431
2019-10-18 | 43756 | 0.05189 | 0.04485 | 2019-10-18 | 43756 | 0.14823 | 0.09978
2019-10-18 01:00 | 43756.0417 | 0.04878 | 0.03944 | 2019-10-18 01:00 | 43756.0417 | 0.13898 | 0.0921
2019-10-18 02:00 | 43756.0833 | 0.04812 | 0.0366 | 2019-10-18 02:00 | 43756.0833 | 0.13438 | 0.08873
2019-10-18 03:00 | 43756.125 | 0.04871 | 0.03599 | 2019-10-18 03:00 | 43756.125 | 0.12964 | 0.08568
2019-10-18 04:00 | 43756.1667 | 0.05366 | 0.03652 | 2019-10-18 04:00 | 43756.1667 | 0.12367 | 0.08139
2019-10-18 05:00 | 43756.2083 | 0.05692 | 0.0407 | 2019-10-18 05:00 | 43756.2083 | 0.16679 | 0.1206
2019-10-18 06:00 | 43756.25 | 0.06186 | 0.04371 | 2019-10-18 06:00 | 43756.25 | 0.1941 | 0.14725
2019-10-18 07:00 | 43756.2917 | 0.06337 | 0.04876 | 2019-10-18 07:00 | 43756.2917 | 0.2338 | 0.15786
2019-10-18 08:00 | 43756.3333 | 0.06391 | 0.05121 | 2019-10-18 08:00 | 43756.3333 | 0.22403 | 0.15298
2019-10-18 09:00 | 43756.375 | 0.06391 | 0.05228 | 2019-10-18 09:00 | 43756.375 | 0.24141 | 0.12682
2019-10-18 10:00 | 43756.4167 | 0.06382 | 0.05233 | 2019-10-18 10:00 | 43756.4167 | 0.18973 | 0.07951
2019-10-18 11:00 | 43756.4583 | 0.063 | 0.05215 | 2019-10-18 11:00 | 43756.4583 | 0.18099 | 0.072
2019-10-18 12:00 | 43756.5 | 0.12824 | 0.0514 | 2019-10-18 12:00 | 43756.5 | 0.16476 | 0.05901
2019-10-18 13:00 | 43756.5417 | 0.12522 | 0.05067 | 2019-10-18 13:00 | 43756.5417 | 0.10798 | 0.0493
2019-10-18 14:00 | 43756.5833 | 0.12114 | 0.0477 | 2019-10-18 14:00 | 43756.5833 | 0.10602 | 0.04711
2019-10-18 15:00 | 43756.625 | 0.12111 | 0.04391 | 2019-10-18 15:00 | 43756.625 | 0.11486 | 0.05399
2019-10-18 16:00 | 43756.6667 | 0.12212 | 0.04387 | 2019-10-18 16:00 | 43756.6667 | 0.14436 | 0.07755
2019-10-18 17:00 | 43756.7083 | 0.12391 | 0.04479 | 2019-10-18 17:00 | 43756.7083 | 0.25201 | 0.13634
2019-10-18 18:00 | 43756.75 | 0.13159 | 0.04634 | 2019-10-18 18:00 | 43756.75 | 0.26458 | 0.14453
2019-10-18 19:00 | 43756.7917 | 0.13051 | 0.05246 | 2019-10-18 19:00 | 43756.7917 | 0.28476 | 0.16056
2019-10-18 20:00 | 43756.8333 | 0.12926 | 0.05155 | 2019-10-18 20:00 | 43756.8333 | 0.27883 | 0.15416
2019-10-18 21:00 | 43756.875 | 0.12193 | 0.04999 | 2019-10-18 21:00 | 43756.875 | 0.22085 | 0.1388
2019-10-18 22:00 | 43756.9167 | 0.05307 | 0.04325 | 2019-10-18 22:00 | 43756.9167 | 0.16658 | 0.09665
2019-10-18 23:00 | 43756.9583 | 0.06481 | 0.04009 | 2019-10-18 23:00 | 43756.9583 | 0.15768 | 0.12195
2019-10-19 | 43757 | 0.06419 | 0.04989 | 2019-10-19 | 43757 | 0.14558 | 0.11082
2019-10-19 01:00 | 43757.0417 | 0.05913 | 0.04904 | 2019-10-19 01:00 | 43757.0417 | 0.10148 | 0.07642
2019-10-19 02:00 | 43757.0833 | 0.05593 | 0.0448 | 2019-10-19 02:00 | 43757.0833 | 0.09277 | 0.06885
2019-10-19 03:00 | 43757.125 | 0.0555 | 0.04192 | 2019-10-19 03:00 | 43757.125 | 0.08598 | 0.06388
2019-10-19 04:00 | 43757.1667 | 0.0537 | 0.04153 | 2019-10-19 04:00 | 43757.1667 | 0.07904 | 0.05959
2019-10-19 05:00 | 43757.2083 | 0.05137 | 0.04006 | 2019-10-19 05:00 | 43757.2083 | 0.07801 | 0.05977
2019-10-19 06:00 | 43757.25 | 0.05336 | 0.03839 | 2019-10-19 06:00 | 43757.25 | 0.09422 | 0.07274
2019-10-19 07:00 | 43757.2917 | 0.05284 | 0.0404 | 2019-10-19 07:00 | 43757.2917 | 0.17778 | 0.1195
2019-10-19 08:00 | 43757.3333 | 0.05919 | 0.04037 | 2019-10-19 08:00 | 43757.3333 | 0.12886 | 0.07944
2019-10-19 09:00 | 43757.375 | 0.05966 | 0.04618 | 2019-10-19 09:00 | 43757.375 | 0.16642 | 0.06856
2019-10-19 10:00 | 43757.4167 | 0.05642 | 0.04738 | 2019-10-19 10:00 | 43757.4167 | 0.15561 | 0.05575
2019-10-19 11:00 | 43757.4583 | 0.05555 | 0.04382 | 2019-10-19 11:00 | 43757.4583 | 0.1492 | 0.0506
2019-10-19 12:00 | 43757.5 | 0.12136 | 0.04294 | 2019-10-19 12:00 | 43757.5 | 0.14836 | 0.05072
2019-10-19 13:00 | 43757.5417 | 0.11896 | 0.04251 | 2019-10-19 13:00 | 43757.5417 | 0.09965 | 0.04854
2019-10-19 14:00 | 43757.5833 | 0.11621 | 0.04012 | 2019-10-19 14:00 | 43757.5833 | 0.1005 | 0.04879
2019-10-19 15:00 | 43757.625 | 0.11443 | 0.03731 | 2019-10-19 15:00 | 43757.625 | 0.10733 | 0.05418
2019-10-19 16:00 | 43757.6667 | 0.11677 | 0.03587 | 2019-10-19 16:00 | 43757.6667 | 0.12167 | 0.06467
2019-10-19 17:00 | 43757.7083 | 0.12312 | 0.03812 | 2019-10-19 17:00 | 43757.7083 | 0.21894 | 0.11431
2019-10-19 18:00 | 43757.75 | 0.12835 | 0.04359 | 2019-10-19 18:00 | 43757.75 | 0.22111 | 0.11637
2019-10-19 19:00 | 43757.7917 | 0.13176 | 0.04748 | 2019-10-19 19:00 | 43757.7917 | 0.24801 | 0.13623
2019-10-19 20:00 | 43757.8333 | 0.13105 | 0.05083 | 2019-10-19 20:00 | 43757.8333 | 0.23253 | 0.12453
2019-10-19 21:00 | 43757.875 | 0.12233 | 0.04978 | 2019-10-19 21:00 | 43757.875 | 0.17066 | 0.10949
2019-10-19 22:00 | 43757.9167 | 0.05441 | 0.04185 | 2019-10-19 22:00 | 43757.9167 | 0.12691 | 0.07585
2019-10-19 23:00 | 43757.9583 | 0.05089 | 0.04017 | 2019-10-19 23:00 | 43757.9583 | 0.10481 | 0.07909
2019-10-20 | 43758 | 0.04956 | 0.03667 | 2019-10-20 | 43758 | 0.09766 | 0.07165
2019-10-20 01:00 | 43758.0417 | 0.04745 | 0.03489 | 2019-10-20 01:00 | 43758.0417 | 0.09498 | 0.0681
2019-10-20 02:00 | 43758.0833 | 0.04638 | 0.03312 | 2019-10-20 02:00 | 43758.0833 | 0.09068 | 0.06436
2019-10-20 03:00 | 43758.125 | 0.04629 | 0.03226 | 2019-10-20 03:00 | 43758.125 | 0.09345 | 0.0661
2019-10-20 04:00 | 43758.1667 | 0.04629 | 0.03208 | 2019-10-20 04:00 | 43758.1667 | 0.09218 | 0.06816
2019-10-20 05:00 | 43758.2083 | 0.04809 | 0.03218 | 2019-10-20 05:00 | 43758.2083 | 0.09711 | 0.07439
2019-10-20 06:00 | 43758.25 | 0.04913 | 0.03384 | 2019-10-20 06:00 | 43758.25 | 0.12973 | 0.10146
2019-10-20 07:00 | 43758.2917 | 0.04949 | 0.03475 | 2019-10-20 07:00 | 43758.2917 | 0.17677 | 0.11631
2019-10-20 08:00 | 43758.3333 | 0.05205 | 0.03488 | 2019-10-20 08:00 | 43758.3333 | 0.17856 | 0.119
2019-10-20 09:00 | 43758.375 | 0.05385 | 0.03739 | 2019-10-20 09:00 | 43758.375 | 0.20826 | 0.10443
2019-10-20 10:00 | 43758.4167 | 0.0553 | 0.04109 | 2019-10-20 10:00 | 43758.4167 | 0.19501 | 0.09439
2019-10-20 11:00 | 43758.4583 | 0.05625 | 0.04153 | 2019-10-20 11:00 | 43758.4583 | 0.17614 | 0.07647
2019-10-20 12:00 | 43758.5 | 0.12617 | 0.04234 | 2019-10-20 12:00 | 43758.5 | 0.17267 | 0.07392
2019-10-20 13:00 | 43758.5417 | 0.12546 | 0.04529 | 2019-10-20 13:00 | 43758.5417 | 0.12165 | 0.06839
2019-10-20 14:00 | 43758.5833 | 0.12146 | 0.04459 | 2019-10-20 14:00 | 43758.5833 | 0.11723 | 0.06411
2019-10-20 15:00 | 43758.625 | 0.11725 | 0.04111 | 2019-10-20 15:00 | 43758.625 | 0.12451 | 0.07001
2019-10-20 16:00 | 43758.6667 | 0.12016 | 0.03762 | 2019-10-20 16:00 | 43758.6667 | 0.13253 | 0.07617
2019-10-20 17:00 | 43758.7083 | 0.12856 | 0.04013 | 2019-10-20 17:00 | 43758.7083 | 0.19861 | 0.09808
2019-10-20 18:00 | 43758.75 | 0.13319 | 0.04742 | 2019-10-20 18:00 | 43758.75 | 0.2037 | 0.10208
2019-10-20 19:00 | 43758.7917 | 0.13572 | 0.05098 | 2019-10-20 19:00 | 43758.7917 | 0.22965 | 0.12245
2019-10-20 20:00 | 43758.8333 | 0.13816 | 0.05358 | 2019-10-20 20:00 | 43758.8333 | 0.22018 | 0.11446
2019-10-20 21:00 | 43758.875 | 0.13723 | 0.05602 | 2019-10-20 21:00 | 43758.875 | 0.15091 | 0.09652
2019-10-20 22:00 | 43758.9167 | 0.06684 | 0.05491 | 2019-10-20 22:00 | 43758.9167 | 0.12891 | 0.07641
2019-10-20 23:00 | 43758.9583 | 0.07157 | 0.05123 | 2019-10-20 23:00 | 43758.9583 | 0.12001 | 0.08997
2019-10-21 | 43759 | 0.07089 | 0.05457 | 2019-10-21 | 43759 | 0.10604 | 0.07817
2019-10-21 01:00 | 43759.0417 | 0.0707 | 0.05338 | 2019-10-21 01:00 | 43759.0417 | 0.103 | 0.07533
2019-10-21 02:00 | 43759.0833 | 0.07091 | 0.05327 | 2019-10-21 02:00 | 43759.0833 | 0.10399 | 0.07582
2019-10-21 03:00 | 43759.125 | 0.07057 | 0.05334 | 2019-10-21 03:00 | 43759.125 | 0.11215 | 0.08032
2019-10-21 04:00 | 43759.1667 | 0.0703 | 0.05323 | 2019-10-21 04:00 | 43759.1667 | 0.11773 | 0.08499
2019-10-21 05:00 | 43759.2083 | 0.07051 | 0.05284 | 2019-10-21 05:00 | 43759.2083 | 0.12499 | 0.09544
2019-10-21 06:00 | 43759.25 | 0.07003 | 0.05431 | 2019-10-21 06:00 | 43759.25 | 0.14408 | 0.1126
2019-10-21 07:00 | 43759.2917 | 0.06866 | 0.05503 | 2019-10-21 07:00 | 43759.2917 | 0.18022 | 0.12024
2019-10-21 08:00 | 43759.3333 | 0.06946 | 0.05534 | 2019-10-21 08:00 | 43759.3333 | 0.17822 | 0.1213
2019-10-21 09:00 | 43759.375 | 0.0679 | 0.05642 | 2019-10-21 09:00 | 43759.375 | 0.22008 | 0.11594
2019-10-21 10:00 | 43759.4167 | 0.06631 | 0.05536 | 2019-10-21 10:00 | 43759.4167 | 0.21775 | 0.11389
2019-10-21 11:00 | 43759.4583 | 0.06573 | 0.0539 | 2019-10-21 11:00 | 43759.4583 | 0.21449 | 0.11045
2019-10-21 12:00 | 43759.5 | 0.13248 | 0.05343 | 2019-10-21 12:00 | 43759.5 | 0.2109 | 0.10748
2019-10-21 13:00 | 43759.5417 | 0.13162 | 0.05383 | 2019-10-21 13:00 | 43759.5417 | 0.16254 | 0.10449
2019-10-21 14:00 | 43759.5833 | 0.1303 | 0.0527 | 2019-10-21 14:00 | 43759.5833 | 0.16318 | 0.10449
2019-10-21 15:00 | 43759.625 | 0.13012 | 0.05119 | 2019-10-21 15:00 | 43759.625 | 0.16677 | 0.10728
2019-10-21 16:00 | 43759.6667 | 0.13325 | 0.05119 | 2019-10-21 16:00 | 43759.6667 | 0.17352 | 0.11392
2019-10-21 17:00 | 43759.7083 | 0.13758 | 0.054 | 2019-10-21 17:00 | 43759.7083 | 0.21562 | 0.11246
2019-10-21 18:00 | 43759.75 | 0.14135 | 0.05785 | 2019-10-21 18:00 | 43759.75 | 0.22503 | 0.11979
2019-10-21 19:00 | 43759.7917 | 0.14072 | 0.06037 | 2019-10-21 19:00 | 43759.7917 | 0.2902 | 0.17236
2019-10-21 20:00 | 43759.8333 | 0.13641 | 0.0598 | 2019-10-21 20:00 | 43759.8333 | 0.2456 | 0.1357
2019-10-21 21:00 | 43759.875 | 0.13208 | 0.05595 | 2019-10-21 21:00 | 43759.875 | 0.17467 | 0.11456
2019-10-21 22:00 | 43759.9167 | 0.0575 | 0.05148 | 2019-10-21 22:00 | 43759.9167 | 0.17628 | 0.11387
2019-10-21 23:00 | 43759.9583 | 0.06767 | 0.0441 | 2019-10-21 23:00 | 43759.9583 | 0.18919 | 0.14292
2019-10-22 | 43760 | 0.06645 | 0.05209 | 2019-10-22 | 43760 | 0.1676 | 0.12511
2019-10-22 01:00 | 43760.0417 | 0.06185 | 0.05072 | 2019-10-22 01:00 | 43760.0417 | 0.15467 | 0.11359
2019-10-22 02:00 | 43760.0833 | 0.05956 | 0.04641 | 2019-10-22 02:00 | 43760.0833 | 0.15659 | 0.11449
2019-10-22 03:00 | 43760.125 | 0.05894 | 0.04438 | 2019-10-22 03:00 | 43760.125 | 0.14536 | 0.10574
2019-10-22 04:00 | 43760.1667 | 0.05994 | 0.04387 | 2019-10-22 04:00 | 43760.1667 | 0.14275 | 0.10322
2019-10-22 05:00 | 43760.2083 | 0.06112 | 0.04438 | 2019-10-22 05:00 | 43760.2083 | 0.16104 | 0.11956
2019-10-22 06:00 | 43760.25 | 0.07145 | 0.04641 | 2019-10-22 06:00 | 43760.25 | 0.15819 | 0.11837
2019-10-22 07:00 | 43760.2917 | 0.07162 | 0.05619 | 2019-10-22 07:00 | 43760.2917 | 0.16818 | 0.12678
2019-10-22 08:00 | 43760.3333 | 0.07127 | 0.05756 | 2019-10-22 08:00 | 43760.3333 | 0.1685 | 0.12699
2019-10-22 09:00 | 43760.375 | 0.06826 | 0.05764 | 2019-10-22 09:00 | 43760.375 | 0.14904 | 0.11172
2019-10-22 10:00 | 43760.4167 | 0.06505 | 0.05533 | 2019-10-22 10:00 | 43760.4167 | 0.1561 | 0.11882
2019-10-22 11:00 | 43760.4583 | 0.06059 | 0.05244 | 2019-10-22 11:00 | 43760.4583 | 0.13638 | 0.09926
2019-10-22 12:00 | 43760.5 | 0.12395 | 0.04852 | 2019-10-22 12:00 | 43760.5 | 0.11761 | 0.08381
2019-10-22 13:00 | 43760.5417 | 0.1235 | 0.04602 | 2019-10-22 13:00 | 43760.5417 | 0.10403 | 0.0722
2019-10-22 14:00 | 43760.5833 | 0.12244 | 0.04533 | 2019-10-22 14:00 | 43760.5833 | 0.08918 | 0.05819
2019-10-22 15:00 | 43760.625 | 0.1247 | 0.0441 | 2019-10-22 15:00 | 43760.625 | 0.08499 | 0.05469
2019-10-22 16:00 | 43760.6667 | 0.12826 | 0.04616 | 2019-10-22 16:00 | 43760.6667 | 0.09738 | 0.06414
2019-10-22 17:00 | 43760.7083 | 0.13048 | 0.04941 | 2019-10-22 17:00 | 43760.7083 | 0.10995 | 0.07513
2019-10-22 18:00 | 43760.75 | 0.13499 | 0.0513 | 2019-10-22 18:00 | 43760.75 | 0.15641 | 0.11521
2019-10-22 19:00 | 43760.7917 | 0.13555 | 0.05485 | 2019-10-22 19:00 | 43760.7917 | 0.18081 | 0.14016
2019-10-22 20:00 | 43760.8333 | 0.13026 | 0.05474 | 2019-10-22 20:00 | 43760.8333 | 0.17477 | 0.13431
2019-10-22 21:00 | 43760.875 | 0.12477 | 0.04964 | 2019-10-22 21:00 | 43760.875 | 0.15807 | 0.11787
2019-10-22 22:00 | 43760.9167 | 0.05292 | 0.0439 | 2019-10-22 22:00 | 43760.9167 | 0.12391 | 0.08942
2019-10-22 23:00 | 43760.9583 | 0.05233 | 0.03845 | 2019-10-22 23:00 | 43760.9583 | 0.11828 | 0.07963
2019-10-23 | 43761 | 0.04817 | 0.0376 | 2019-10-23 | 43761 | 0.111 | 0.07365
2019-10-23 01:00 | 43761.0417 | 0.04681 | 0.0339 | 2019-10-23 01:00 | 43761.0417 | 0.10161 | 0.06479
2019-10-23 02:00 | 43761.0833 | 0.04622 | 0.03266 | 2019-10-23 02:00 | 43761.0833 | 0.10366 | 0.06472
2019-10-23 03:00 | 43761.125 | 0.04514 | 0.03214 | 2019-10-23 03:00 | 43761.125 | 0.10359 | 0.06378
2019-10-23 04:00 | 43761.1667 | 0.04837 | 0.03124 | 2019-10-23 04:00 | 43761.1667 | 0.10403 | 0.06479
2019-10-23 05:00 | 43761.2083 | 0.05598 | 0.0335 | 2019-10-23 05:00 | 43761.2083 | 0.10209 | 0.06378
2019-10-23 06:00 | 43761.25 | 0.06682 | 0.04063 | 2019-10-23 06:00 | 43761.25 | 0.10889 | 0.06966
2019-10-23 07:00 | 43761.2917 | 0.06777 | 0.05131 | 2019-10-23 07:00 | 43761.2917 | 0.10876 | 0.07166
2019-10-23 08:00 | 43761.3333 | 0.06989 | 0.05336 | 2019-10-23 08:00 | 43761.3333 | 0.11283 | 0.07459
2019-10-23 09:00 | 43761.375 | 0.06726 | 0.05594 | 2019-10-23 09:00 | 43761.375 | 0.1039 | 0.07002
2019-10-23 10:00 | 43761.4167 | 0.06422 | 0.05411 | 2019-10-23 10:00 | 43761.4167 | 0.09936 | 0.06168
2019-10-23 11:00 | 43761.4583 | 0.05941 | 0.05132 | 2019-10-23 11:00 | 43761.4583 | 0.09358 | 0.05642
2019-10-23 12:00 | 43761.5 | 0.12462 | 0.04709 | 2019-10-23 12:00 | 43761.5 | 0.0848 | 0.05029
2019-10-23 13:00 | 43761.5417 | 0.12481 | 0.04622 | 2019-10-23 13:00 | 43761.5417 | 0.04463 | 0.014
2019-10-23 14:00 | 43761.5833 | 0.12434 | 0.0462 | 2019-10-23 14:00 | 43761.5833 | 0.0342 | 0.00349
2019-10-23 15:00 | 43761.625 | 0.12453 | 0.04558 | 2019-10-23 15:00 | 43761.625 | 0.0347 | 0.00349
2019-10-23 16:00 | 43761.6667 | 0.13003 | 0.04575 | 2019-10-23 16:00 | 43761.6667 | 0.09361 | 0.05845
2019-10-23 17:00 | 43761.7083 | 0.13309 | 0.05065 | 2019-10-23 17:00 | 43761.7083 | 0.12597 | 0.08712
2019-10-23 18:00 | 43761.75 | 0.13585 | 0.05333 | 2019-10-23 18:00 | 43761.75 | 0.16125 | 0.12073
2019-10-23 19:00 | 43761.7917 | 0.13623 | 0.05537 | 2019-10-23 19:00 | 43761.7917 | 0.1728 | 0.12862
2019-10-23 20:00 | 43761.8333 | 0.13504 | 0.05568 | 2019-10-23 20:00 | 43761.8333 | 0.18167 | 0.13602
2019-10-23 21:00 | 43761.875 | 0.1286 | 0.05418 | 2019-10-23 21:00 | 43761.875 | 0.17458 | 0.12948
2019-10-23 22:00 | 43761.9167 | 0.05536 | 0.04784 | 2019-10-23 22:00 | 43761.9167 | 0.153 | 0.11002
2019-10-23 23:00 | 43761.9583 | 0.05615 | 0.04147 | 2019-10-23 23:00 | 43761.9583 | 0.12868 | 0.08868
2019-10-24 | 43762 | 0.05325 | 0.04179 | 2019-10-24 | 43762 | 0.11855 | 0.07949
2019-10-24 01:00 | 43762.0417 | 0.05114 | 0.03935 | 2019-10-24 01:00 | 43762.0417 | 0.1201 | 0.07949
2019-10-24 02:00 | 43762.0833 | 0.04994 | 0.0376 | 2019-10-24 02:00 | 43762.0833 | 0.13566 | 0.0877
2019-10-24 03:00 | 43762.125 | 0.04925 | 0.03642 | 2019-10-24 03:00 | 43762.125 | 0.12251 | 0.07643
2019-10-24 04:00 | 43762.1667 | 0.05112 | 0.03584 | 2019-10-24 04:00 | 43762.1667 | 0.12336 | 0.07818
2019-10-24 05:00 | 43762.2083 | 0.05439 | 0.03704 | 2019-10-24 05:00 | 43762.2083 | 0.1477 | 0.10857
2019-10-24 06:00 | 43762.25 | 0.06346 | 0.03966 | 2019-10-24 06:00 | 43762.25 | 0.1546 | 0.1203
2019-10-24 07:00 | 43762.2917 | 0.06721 | 0.04901 | 2019-10-24 07:00 | 43762.2917 | 0.1911 | 0.12941
2019-10-24 08:00 | 43762.3333 | 0.06661 | 0.05403 | 2019-10-24 08:00 | 43762.3333 | 0.18782 | 0.12986
2019-10-24 09:00 | 43762.375 | 0.0636 | 0.05399 | 2019-10-24 09:00 | 43762.375 | 0.21898 | 0.11679
2019-10-24 10:00 | 43762.4167 | 0.05855 | 0.05139 | 2019-10-24 10:00 | 43762.4167 | 0.21387 | 0.11188
2019-10-24 11:00 | 43762.4583 | 0.05572 | 0.04684 | 2019-10-24 11:00 | 43762.4583 | 0.19534 | 0.09472
2019-10-24 12:00 | 43762.5 | 0.11961 | 0.04432 | 2019-10-24 12:00 | 43762.5 | 0.18815 | 0.0888
2019-10-24 13:00 | 43762.5417 | 0.11549 | 0.0425 | 2019-10-24 13:00 | 43762.5417 | 0.14246 | 0.0882
2019-10-24 14:00 | 43762.5833 | 0.11431 | 0.03867 | 2019-10-24 14:00 | 43762.5833 | 0.14383 | 0.0888
2019-10-24 15:00 | 43762.625 | 0.11532 | 0.03739 | 2019-10-24 15:00 | 43762.625 | 0.1514 | 0.09599
2019-10-24 16:00 | 43762.6667 | 0.12049 | 0.0384 | 2019-10-24 16:00 | 43762.6667 | 0.17471 | 0.11638
2019-10-24 17:00 | 43762.7083 | 0.12625 | 0.04284 | 2019-10-24 17:00 | 43762.7083 | 0.24274 | 0.13595
2019-10-24 18:00 | 43762.75 | 0.13463 | 0.04795 | 2019-10-24 18:00 | 43762.75 | 0.26043 | 0.14965
2019-10-24 19:00 | 43762.7917 | 0.13956 | 0.05496 | 2019-10-24 19:00 | 43762.7917 | 0.29653 | 0.17944
2019-10-24 20:00 | 43762.8333 | 0.13879 | 0.05883 | 2019-10-24 20:00 | 43762.8333 | 0.2672 | 0.15441
2019-10-24 21:00 | 43762.875 | 0.13638 | 0.05735 | 2019-10-24 21:00 | 43762.875 | 0.18518 | 0.1238
2019-10-24 22:00 | 43762.9167 | 0.0627 | 0.05469 | 2019-10-24 22:00 | 43762.9167 | 0.15482 | 0.09707
2019-10-24 23:00 | 43762.9583 | 0.06542 | 0.0479 | 2019-10-24 23:00 | 43762.9583 | 0.15005 | 0.11559
2019-10-25 | 43763 | 0.06595 | 0.05073 | 2019-10-25 | 43763 | 0.12548 | 0.09414
2019-10-25 01:00 | 43763.0417 | 0.05874 | 0.05095 | 2019-10-25 01:00 | 43763.0417 | 0.11882 | 0.08829
2019-10-25 02:00 | 43763.0833 | 0.05486 | 0.04463 | 2019-10-25 02:00 | 43763.0833 | 0.10953 | 0.08031
2019-10-25 03:00 | 43763.125 | 0.05297 | 0.04115 | 2019-10-25 03:00 | 43763.125 | 0.10782 | 0.07826
2019-10-25 04:00 | 43763.1667 | 0.05591 | 0.03944 | 2019-10-25 04:00 | 43763.1667 | 0.10784 | 0.07824
2019-10-25 05:00 | 43763.2083 | 0.05882 | 0.04174 | 2019-10-25 05:00 | 43763.2083 | 0.11852 | 0.08854
2019-10-25 06:00 | 43763.25 | 0.06558 | 0.0443 | 2019-10-25 06:00 | 43763.25 | 0.15051 | 0.11829
2019-10-25 07:00 | 43763.2917 | 0.06647 | 0.051 | 2019-10-25 07:00 | 43763.2917 | 0.20334 | 0.1406
2019-10-25 08:00 | 43763.3333 | 0.06579 | 0.05294 | 2019-10-25 08:00 | 43763.3333 | 0.18614 | 0.12986
2019-10-25 09:00 | 43763.375 | 0.06479 | 0.05294 | 2019-10-25 09:00 | 43763.375 | 0.21153 | 0.10965
2019-10-25 10:00 | 43763.4167 | 0.0611 | 0.05208 | 2019-10-25 10:00 | 43763.4167 | 0.20806 | 0.1075
2019-10-25 11:00 | 43763.4583 | 0.05893 | 0.04865 | 2019-10-25 11:00 | 43763.4583 | 0.20129 | 0.10032
2019-10-25 12:00 | 43763.5 | 0.1243 | 0.04685 | 2019-10-25 12:00 | 43763.5 | 0.1874 | 0.08798
2019-10-25 13:00 | 43763.5417 | 0.12236 | 0.04632 | 2019-10-25 13:00 | 43763.5417 | 0.13746 | 0.08423
2019-10-25 14:00 | 43763.5833 | 0.12266 | 0.04429 | 2019-10-25 14:00 | 43763.5833 | 0.13867 | 0.08476
2019-10-25 15:00 | 43763.625 | 0.12281 | 0.04422 | 2019-10-25 15:00 | 43763.625 | 0.1434 | 0.08837
2019-10-25 16:00 | 43763.6667 | 0.12437 | 0.04433 | 2019-10-25 16:00 | 43763.6667 | 0.16301 | 0.10522
2019-10-25 17:00 | 43763.7083 | 0.13084 | 0.0458 | 2019-10-25 17:00 | 43763.7083 | 0.2283 | 0.12429
2019-10-25 18:00 | 43763.75 | 0.13752 | 0.05101 | 2019-10-25 18:00 | 43763.75 | 0.23974 | 0.13413
2019-10-25 19:00 | 43763.7917 | 0.14156 | 0.05632 | 2019-10-25 19:00 | 43763.7917 | 0.26188 | 0.15249
2019-10-25 20:00 | 43763.8333 | 0.13967 | 0.06 | 2019-10-25 20:00 | 43763.8333 | 0.2319 | 0.12695
2019-10-25 21:00 | 43763.875 | 0.13432 | 0.05763 | 2019-10-25 21:00 | 43763.875 | 0.1766 | 0.11673
2019-10-25 22:00 | 43763.9167 | 0.0611 | 0.05237 | 2019-10-25 22:00 | 43763.9167 | 0.17153 | 0.11159
2019-10-25 23:00 | 43763.9583 | 0.06517 | 0.04594 | 2019-10-25 23:00 | 43763.9583 | 0.12615 | 0.09406
2019-10-26 | 43764 | 0.0621 | 0.0496 | 2019-10-26 | 43764 | 0.12112 | 0.08829
2019-10-26 01:00 | 43764.0417 | 0.05648 | 0.0467 | 2019-10-26 01:00 | 43764.0417 | 0.11704 | 0.08539
2019-10-26 02:00 | 43764.0833 | 0.05387 | 0.04176 | 2019-10-26 02:00 | 43764.0833 | 0.11711 | 0.08489
2019-10-26 03:00 | 43764.125 | 0.05358 | 0.03936 | 2019-10-26 03:00 | 43764.125 | 0.1169 | 0.08539
2019-10-26 04:00 | 43764.1667 | 0.05313 | 0.03905 | 2019-10-26 04:00 | 43764.1667 | 0.12066 | 0.08803
2019-10-26 05:00 | 43764.2083 | 0.0539 | 0.03876 | 2019-10-26 05:00 | 43764.2083 | 0.12335 | 0.09366
2019-10-26 06:00 | 43764.25 | 0.0581 | 0.03895 | 2019-10-26 06:00 | 43764.25 | 0.1718 | 0.13529
2019-10-26 07:00 | 43764.2917 | 0.05943 | 0.04213 | 2019-10-26 07:00 | 43764.2917 | 0.21039 | 0.14442
2019-10-26 08:00 | 43764.3333 | 0.06209 | 0.04418 | 2019-10-26 08:00 | 43764.3333 | 0.19337 | 0.13449
2019-10-26 09:00 | 43764.375 | 0.06 | 0.04773 | 2019-10-26 09:00 | 43764.375 | 0.23342 | 0.12836
2019-10-26 10:00 | 43764.4167 | 0.0562 | 0.04627 | 2019-10-26 10:00 | 43764.4167 | 0.21442 | 0.11229
2019-10-26 11:00 | 43764.4583 | 0.05565 | 0.04349 | 2019-10-26 11:00 | 43764.4583 | 0.20594 | 0.10461
2019-10-26 12:00 | 43764.5 | 0.1226 | 0.04292 | 2019-10-26 12:00 | 43764.5 | 0.19297 | 0.09375
2019-10-26 13:00 | 43764.5417 | 0.122 | 0.04349 | 2019-10-26 13:00 | 43764.5417 | 0.14841 | 0.09439
2019-10-26 14:00 | 43764.5833 | 0.11916 | 0.04267 | 2019-10-26 14:00 | 43764.5833 | 0.14783 | 0.09332
2019-10-26 15:00 | 43764.625 | 0.11848 | 0.03973 | 2019-10-26 15:00 | 43764.625 | 0.15493 | 0.09888
2019-10-26 16:00 | 43764.6667 | 0.12153 | 0.03915 | 2019-10-26 16:00 | 43764.6667 | 0.17861 | 0.11855
2019-10-26 17:00 | 43764.7083 | 0.1263 | 0.04208 | 2019-10-26 17:00 | 43764.7083 | 0.23925 | 0.13253
2019-10-26 18:00 | 43764.75 | 0.13749 | 0.04621 | 2019-10-26 18:00 | 43764.75 | 0.25656 | 0.14649
2019-10-26 19:00 | 43764.7917 | 0.14278 | 0.05543 | 2019-10-26 19:00 | 43764.7917 | 0.24609 | 0.13751
2019-10-26 20:00 | 43764.8333 | 0.143 | 0.05959 | 2019-10-26 20:00 | 43764.8333 | 0.21597 | 0.11146
2019-10-26 21:00 | 43764.875 | 0.13904 | 0.05874 | 2019-10-26 21:00 | 43764.875 | 0.15414 | 0.09859
2019-10-26 22:00 | 43764.9167 | 0.06905 | 0.05482 | 2019-10-26 22:00 | 43764.9167 | 0.14407 | 0.08959
2019-10-26 23:00 | 43764.9583 | 0.06595 | 0.05177 | 2019-10-26 23:00 | 43764.9583 | 0.13405 | 0.09668
2019-10-27 | 43765 | 0.0606 | 0.04891 | 2019-10-27 | 43765 | 0.13528 | 0.09782
2019-10-27 01:00 | 43765.0417 | 0.05938 | 0.04374 | 2019-10-27 01:00 | 43765.0417 | 0.13619 | 0.09814
2019-10-27 02:00 | 43765.0833 | 0.05931 | 0.04271 | 2019-10-27 02:00 | 43765.0833 | 0.13031 | 0.09203
2019-10-27 03:00 | 43765.125 | 0.05816 | 0.04279 | 2019-10-27 03:00 | 43765.125 | 0.12852 | 0.09031
2019-10-27 04:00 | 43765.1667 | 0.05601 | 0.0416 | 2019-10-27 04:00 | 43765.1667 | 0.13295 | 0.09525
2019-10-27 05:00 | 43765.2083 | 0.05585 | 0.03984 | 2019-10-27 05:00 | 43765.2083 | 0.14482 | 0.10949
2019-10-27 06:00 | 43765.25 | 0.05893 | 0.03982 | 2019-10-27 06:00 | 43765.25 | 0.1713 | 0.13449
2019-10-27 07:00 | 43765.2917 | 0.05929 | 0.04166 | 2019-10-27 07:00 | 43765.2917 | 0.24208 | 0.17197
2019-10-27 08:00 | 43765.3333 | 0.0584 | 0.04297 | 2019-10-27 08:00 | 43765.3333 | 0.20266 | 0.14299
2019-10-27 09:00 | 43765.375 | 0.05781 | 0.04254 | 2019-10-27 09:00 | 43765.375 | 0.2382 | 0.12843
2019-10-27 10:00 | 43765.4167 | 0.05678 | 0.04285 | 2019-10-27 10:00 | 43765.4167 | 0.22616 | 0.1183
2019-10-27 11:00 | 43765.4583 | 0.05679 | 0.04305 | 2019-10-27 11:00 | 43765.4583 | 0.20955 | 0.10416
2019-10-27 12:00 | 43765.5 | 0.12329 | 0.04304 | 2019-10-27 12:00 | 43765.5 | 0.2051 | 0.10031
2019-10-27 13:00 | 43765.5417 | 0.12605 | 0.04305 | 2019-10-27 13:00 | 43765.5417 | 0.1518 | 0.09294
2019-10-27 14:00 | 43765.5833 | 0.12706 | 0.04546 | 2019-10-27 14:00 | 43765.5833 | 0.14921 | 0.09011
2019-10-27 15:00 | 43765.625 | 0.12478 | 0.04596 | 2019-10-27 15:00 | 43765.625 | 0.15027 | 0.09048
2019-10-27 16:00 | 43765.6667 | 0.12372 | 0.04387 | 2019-10-27 16:00 | 43765.6667 | 0.17071 | 0.10783
2019-10-27 17:00 | 43765.7083 | 0.12677 | 0.04388 | 2019-10-27 17:00 | 43765.7083 | 0.24577 | 0.13723
2019-10-27 18:00 | 43765.75 | 0.13151 | 0.04662 | 2019-10-27 18:00 | 43765.75 | 0.26284 | 0.15122
2019-10-27 19:00 | 43765.7917 | 0.13748 | 0.04999 | 2019-10-27 19:00 | 43765.7917 | 0.25005 | 0.13798
2019-10-27 20:00 | 43765.8333 | 0.13994 | 0.05536 | 2019-10-27 20:00 | 43765.8333 | 0.24166 | 0.13089
2019-10-27 21:00 | 43765.875 | 0.13896 | 0.05669 | 2019-10-27 21:00 | 43765.875 | 0.19234 | 0.12406
2019-10-27 22:00 | 43765.9167 | 0.06893 | 0.05635 | 2019-10-27 22:00 | 43765.9167 | 0.16442 | 0.10151
2019-10-27 23:00 | 43765.9583 | 0.06935 | 0.05303 | 2019-10-27 23:00 | 43765.9583 | 0.12735 | 0.09009
2019-10-28 | 43766 | 0.06932 | 0.05282 | 2019-10-28 | 43766 | 0.12677 | 0.08923
2019-10-28 01:00 | 43766.0417 | 0.06826 | 0.05266 | 2019-10-28 01:00 | 43766.0417 | 0.12542 | 0.08758
2019-10-28 02:00 | 43766.0833 | 0.06459 | 0.05146 | 2019-10-28 02:00 | 43766.0833 | 0.12561 | 0.08756
2019-10-28 03:00 | 43766.125 | 0.06244 | 0.04798 | 2019-10-28 03:00 | 43766.125 | 0.12655 | 0.08812
2019-10-28 04:00 | 43766.1667 | 0.06168 | 0.04563 | 2019-10-28 04:00 | 43766.1667 | 0.12698 | 0.08959
2019-10-28 05:00 | 43766.2083 | 0.06548 | 0.04505 | 2019-10-28 05:00 | 43766.2083 | 0.14795 | 0.11082
2019-10-28 06:00 | 43766.25 | 0.06798 | 0.04877 | 2019-10-28 06:00 | 43766.25 | 0.17141 | 0.13175
2019-10-28 07:00 | 43766.2917 | 0.06867 | 0.05172 | 2019-10-28 07:00 | 43766.2917 | 0.2058 | 0.13949
2019-10-28 08:00 | 43766.3333 | 0.06952 | 0.05318 | 2019-10-28 08:00 | 43766.3333 | 0.19795 | 0.13738
2019-10-28 09:00 | 43766.375 | 0.06863 | 0.05544 | 2019-10-28 09:00 | 43766.375 | 0.24095 | 0.12979
2019-10-28 10:00 | 43766.4167 | 0.06767 | 0.05561 | 2019-10-28 10:00 | 43766.4167 | 0.21975 | 0.11443
2019-10-28 11:00 | 43766.4583 | 0.06597 | 0.05468 | 2019-10-28 11:00 | 43766.4583 | 0.21037 | 0.10562
2019-10-28 12:00 | 43766.5 | 0.13338 | 0.05313 | 2019-10-28 12:00 | 43766.5 | 0.20483 | 0.10033
2019-10-28 13:00 | 43766.5417 | 0.13213 | 0.05406 | 2019-10-28 13:00 | 43766.5417 | 0.16101 | 0.09978
2019-10-28 14:00 | 43766.5833 | 0.13221 | 0.05312 | 2019-10-28 14:00 | 43766.5833 | 0.15384 | 0.0931
2019-10-28 15:00 | 43766.625 | 0.13304 | 0.05288 | 2019-10-28 15:00 | 43766.625 | 0.16701 | 0.10431
2019-10-28 16:00 | 43766.6667 | 0.13479 | 0.05324 | 2019-10-28 16:00 | 43766.6667 | 0.1881 | 0.12304
2019-10-28 17:00 | 43766.7083 | 0.14042 | 0.0549 | 2019-10-28 17:00 | 43766.7083 | 0.24128 | 0.13231
2019-10-28 18:00 | 43766.75 | 0.1441 | 0.06008 | 2019-10-28 18:00 | 43766.75 | 0.24663 | 0.1347
2019-10-28 19:00 | 43766.7917 | 0.14428 | 0.06104 | 2019-10-28 19:00 | 43766.7917 | 0.24391 | 0.1323
2019-10-28 20:00 | 43766.8333 | 0.14015 | 0.06122 | 2019-10-28 20:00 | 43766.8333 | 0.24005 | 0.1281
2019-10-28 21:00 | 43766.875 | 0.13925 | 0.0593 | 2019-10-28 21:00 | 43766.875 | 0.16958 | 0.10553
2019-10-28 22:00 | 43766.9167 | 0.06927 | 0.0576 | 2019-10-28 22:00 | 43766.9167 | 0.15636 | 0.09389
2019-10-28 23:00 | 43766.9583 | 0.06563 | 0.05446 | 2019-10-28 23:00 | 43766.9583 | 0.13275 | 0.09334
2019-10-29 | 43767 | 0.06821 | 0.05042 | 2019-10-29 | 43767 | 0.13086 | 0.09218
2019-10-29 01:00 | 43767.0417 | 0.06627 | 0.05249 | 2019-10-29 01:00 | 43767.0417 | 0.1288 | 0.08988
2019-10-29 02:00 | 43767.0833 | 0.0634 | 0.05042 | 2019-10-29 02:00 | 43767.0833 | 0.12602 | 0.08734
2019-10-29 03:00 | 43767.125 | 0.06239 | 0.04761 | 2019-10-29 03:00 | 43767.125 | 0.12512 | 0.08636
2019-10-29 04:00 | 43767.1667 | 0.06217 | 0.04636 | 2019-10-29 04:00 | 43767.1667 | 0.12458 | 0.08596
2019-10-29 05:00 | 43767.2083 | 0.06462 | 0.04617 | 2019-10-29 05:00 | 43767.2083 | 0.13047 | 0.089
2019-10-29 06:00 | 43767.25 | 0.06478 | 0.04861 | 2019-10-29 06:00 | 43767.25 | 0.14325 | 0.10128
2019-10-29 07:00 | 43767.2917 | 0.06972 | 0.04919 | 2019-10-29 07:00 | 43767.2917 | 0.15601 | 0.11424
2019-10-29 08:00 | 43767.3333 | 0.06947 | 0.05445 | 2019-10-29 08:00 | 43767.3333 | 0.14763 | 0.10832
2019-10-29 09:00 | 43767.375 | 0.06779 | 0.05572 | 2019-10-29 09:00 | 43767.375 | 0.13155 | 0.09523
2019-10-29 10:00 | 43767.4167 | 0.06674 | 0.05495 | 2019-10-29 10:00 | 43767.4167 | 0.12195 | 0.08692
2019-10-29 11:00 | 43767.4583 | 0.06651 | 0.05401 | 2019-10-29 11:00 | 43767.4583 | 0.11804 | 0.0837
2019-10-29 12:00 | 43767.5 | 0.13304 | 0.05388 | 2019-10-29 12:00 | 43767.5 | 0.11361 | 0.08047
2019-10-29 13:00 | 43767.5417 | 0.13194 | 0.05411 | 2019-10-29 13:00 | 43767.5417 | 0.11801 | 0.08314
2019-10-29 14:00 | 43767.5833 | 0.13146 | 0.05324 | 2019-10-29 14:00 | 43767.5833 | 0.1205 | 0.0841
2019-10-29 15:00 | 43767.625 | 0.13441 | 0.05256 | 2019-10-29 15:00 | 43767.625 | 0.1212 | 0.08481
2019-10-29 16:00 | 43767.6667 | 0.13675 | 0.05488 | 2019-10-29 16:00 | 43767.6667 | 0.14462 | 0.10488
2019-10-29 17:00 | 43767.7083 | 0.13995 | 0.057 | 2019-10-29 17:00 | 43767.7083 | 0.17478 | 0.13059
2019-10-29 18:00 | 43767.75 | 0.14485 | 0.06007 | 2019-10-29 18:00 | 43767.75 | 0.1791 | 0.13266
2019-10-29 19:00 | 43767.7917 | 0.14406 | 0.06105 | 2019-10-29 19:00 | 43767.7917 | 0.17171 | 0.13025
2019-10-29 20:00 | 43767.8333 | 0.13931 | 0.0605 | 2019-10-29 20:00 | 43767.8333 | 0.17221 | 0.13059
2019-10-29 21:00 | 43767.875 | 0.13936 | 0.05881 | 2019-10-29 21:00 | 43767.875 | 0.16622 | 0.12528
2019-10-29 22:00 | 43767.9167 | 0.06935 | 0.05786 | 2019-10-29 22:00 | 43767.9167 | 0.16101 | 0.11932
2019-10-29 23:00 | 43767.9583 | 0.06348 | 0.0547 | 2019-10-29 23:00 | 43767.9583 | 0.18258 | 0.13845
2019-10-30 | 43768 | 0.06409 | 0.04866 | 2019-10-30 | 43768 | 0.14576 | 0.10461
2019-10-30 01:00 | 43768.0417 | 0.06198 | 0.04912 | 2019-10-30 01:00 | 43768.0417 | 0.14193 | 0.09987
2019-10-30 02:00 | 43768.0833 | 0.05894 | 0.04718 | 2019-10-30 02:00 | 43768.0833 | 0.1444 | 0.10054
2019-10-30 03:00 | 43768.125 | 0.05677 | 0.04433 | 2019-10-30 03:00 | 43768.125 | 0.14388 | 0.09965
2019-10-30 04:00 | 43768.1667 | 0.05562 | 0.04205 | 2019-10-30 04:00 | 43768.1667 | 0.1414 | 0.0984
2019-10-30 05:00 | 43768.2083 | 0.05788 | 0.04105 | 2019-10-30 05:00 | 43768.2083 | 0.14016 | 0.09889
2019-10-30 06:00 | 43768.25 | 0.06158 | 0.04326 | 2019-10-30 06:00 | 43768.25 | 0.14531 | 0.10327
2019-10-30 07:00 | 43768.2917 | 0.06866 | 0.04638 | 2019-10-30 07:00 | 43768.2917 | 0.15116 | 0.10989
2019-10-30 08:00 | 43768.3333 | 0.07198 | 0.05393 | 2019-10-30 08:00 | 43768.3333 | 0.15462 | 0.11351
2019-10-30 09:00 | 43768.375 | 0.06829 | 0.05739 | 2019-10-30 09:00 | 43768.375 | 0.17662 | 0.13432
2019-10-30 10:00 | 43768.4167 | 0.06735 | 0.0546 | 2019-10-30 10:00 | 43768.4167 | 0.17742 | 0.13752
2019-10-30 11:00 | 43768.4583 | 0.06718 | 0.05484 | 2019-10-30 11:00 | 43768.4583 | 0.17137 | 0.13125
2019-10-30 12:00 | 43768.5 | 0.13332 | 0.0548 | 2019-10-30 12:00 | 43768.5 | 0.1699 | 0.13097
2019-10-30 13:00 | 43768.5417 | 0.13141 | 0.05464 | 2019-10-30 13:00 | 43768.5417 | 0.17119 | 0.13122
2019-10-30 14:00 | 43768.5833 | 0.13242 | 0.05277 | 2019-10-30 14:00 | 43768.5833 | 0.16461 | 0.12482
2019-10-30 15:00 | 43768.625 | 0.13315 | 0.05346 | 2019-10-30 15:00 | 43768.625 | 0.16457 | 0.12363
2019-10-30 16:00 | 43768.6667 | 0.13549 | 0.0538 | 2019-10-30 16:00 | 43768.6667 | 0.17952 | 0.1393
2019-10-30 17:00 | 43768.7083 | 0.13853 | 0.05594 | 2019-10-30 17:00 | 43768.7083 | 0.19709 | 0.15533
2019-10-30 18:00 | 43768.75 | 0.14033 | 0.0587 | 2019-10-30 18:00 | 43768.75 | 0.21587 | 0.16966
2019-10-30 19:00 | 43768.7917 | 0.14317 | 0.05966 | 2019-10-30 19:00 | 43768.7917 | 0.2514 | 0.19905
2019-10-30 20:00 | 43768.8333 | 0.1392 | 0.05978 | 2019-10-30 20:00 | 43768.8333 | 0.28103 | 0.22445
2019-10-30 21:00 | 43768.875 | 0.13644 | 0.05662 | 2019-10-30 21:00 | 43768.875 | 0.26243 | 0.20868
2019-10-30 22:00 | 43768.9167 | 0.06253 | 0.05528 | 2019-10-30 22:00 | 43768.9167 | 0.20008 | 0.1568
2019-10-30 23:00 | 43768.9583 | 0.05851 | 0.04865 | 2019-10-30 23:00 | 43768.9583 | 0.18649 | 0.14093
2019-10-31 | 43769 | 0.05887 | 0.04447 | 2019-10-31 | 43769 | 0.21445 | 0.15895
2019-10-31 01:00 | 43769.0417 | 0.05923 | 0.04475 | 2019-10-31 01:00 | 43769.0417 | 0.20656 | 0.14812
2019-10-31 02:00 | 43769.0833 | 0.05284 | 0.04488 | 2019-10-31 02:00 | 43769.0833 | 0.17392 | 0.11578
2019-10-31 03:00 | 43769.125 | 0.0523 | 0.03895 | 2019-10-31 03:00 | 43769.125 | 0.17453 | 0.11406
2019-10-31 04:00 | 43769.1667 | 0.05225 | 0.03794 | 2019-10-31 04:00 | 43769.1667 | 0.17423 | 0.11453
2019-10-31 05:00 | 43769.2083 | 0.05352 | 0.03793 | 2019-10-31 05:00 | 43769.2083 | 0.17944 | 0.12351
2019-10-31 06:00 | 43769.25 | 0.05901 | 0.03933 | 2019-10-31 06:00 | 43769.25 | 0.19929 | 0.14477
2019-10-31 07:00 | 43769.2917 | 0.0682 | 0.04441 | 2019-10-31 07:00 | 43769.2917 | 0.21707 | 0.16565
2019-10-31 08:00 | 43769.3333 | 0.06833 | 0.05304 | 2019-10-31 08:00 | 43769.3333 | 0.2487 | 0.16705
2019-10-31 09:00 | 43769.375 | 0.06766 | 0.05507 | 2019-10-31 09:00 | 43769.375 | 0.22568 | 0.15238
2019-10-31 10:00 | 43769.4167 | 0.06647 | 0.05493 | 2019-10-31 10:00 | 43769.4167 | 0.25641 | 0.1424
2019-10-31 11:00 | 43769.4583 | 0.06521 | 0.05395 | 2019-10-31 11:00 | 43769.4583 | 0.25554 | 0.14085
2019-10-31 12:00 | 43769.5 | 0.13084 | 0.0528 | 2019-10-31 12:00 | 43769.5 | 0.25526 | 0.14066
2019-10-31 13:00 | 43769.5417 | 0.12659 | 0.05215 | 2019-10-31 13:00 | 43769.5417 | 0.25968 | 0.14482
2019-10-31 14:00 | 43769.5833 | 0.12584 | 0.04876 | 2019-10-31 14:00 | 43769.5833 | 0.22586 | 0.15395
2019-10-31 15:00 | 43769.625 | 0.1276 | 0.04793 | 2019-10-31 15:00 | 43769.625 | 0.24425 | 0.16864
2019-10-31 16:00 | 43769.6667 | 0.12948 | 0.04883 | 2019-10-31 16:00 | 43769.6667 | 0.24498 | 0.16631
2019-10-31 17:00 | 43769.7083 | 0.13498 | 0.05067 | 2019-10-31 17:00 | 43769.7083 | 0.3156 | 0.17949
2019-10-31 18:00 | 43769.75 | 0.14086 | 0.05543 | 2019-10-31 18:00 | 43769.75 | 0.30708 | 0.18274
2019-10-31 19:00 | 43769.7917 | 0.14139 | 0.0592 | 2019-10-31 19:00 | 43769.7917 | 0.30744 | 0.18435
2019-10-31 20:00 | 43769.8333 | 0.13623 | 0.05952 | 2019-10-31 20:00 | 43769.8333 | 0.35719 | 0.23087
2019-10-31 21:00 | 43769.875 | 0.13396 | 0.05578 | 2019-10-31 21:00 | 43769.875 | 0.37758 | 0.24934
2019-10-31 22:00 | 43769.9167 | 0.05879 | 0.05339 | 2019-10-31 22:00 | 43769.9167 | 0.30198 | 0.21895
2019-10-31 23:00 | 43769.9583 | 0.05272 | 0.04591 | 2019-10-31 23:00 | 43769.9583 | 0.28566 | 0.20717
2019-11-01 | 43770 | 0.05572 | 0.03984 | 2019-11-01 | 43770 | 0.20872 | 0.13776
2019-11-01 01:00 | 43770.0417 | 0.05378 | 0.04183 | 2019-11-01 01:00 | 43770.0417 | 0.1938 | 0.12272
2019-11-01 02:00 | 43770.0833 | 0.04552 | 0.0399 | 2019-11-01 02:00 | 43770.0833 | 0.16898 | 0.09941
2019-11-01 03:00 | 43770.125 | 0.04335 | 0.03229 | 2019-11-01 03:00 | 43770.125 | 0.16923 | 0.09927
2019-11-01 04:00 | 43770.1667 | 0.04245 | 0.03005 | 2019-11-01 04:00 | 43770.1667 | 0.1677 | 0.09704
2019-11-01 05:00 | 43770.2083 | 0.04255 | 0.02912 | 2019-11-01 05:00 | 43770.2083 | 0.16307 | 0.09306
2019-11-01 06:00 | 43770.25 | 0.0424 | 0.02897 | 2019-11-01 06:00 | 43770.25 | 0.16578 | 0.09314
2019-11-01 07:00 | 43770.2917 | 0.04606 | 0.02918 | 2019-11-01 07:00 | 43770.2917 | 0.16347 | 0.09266
2019-11-01 08:00 | 43770.3333 | 0.0459 | 0.03283 | 2019-11-01 08:00 | 43770.3333 | 0.16267 | 0.09314
2019-11-01 09:00 | 43770.375 | 0.04979 | 0.03294 | 2019-11-01 09:00 | 43770.375 | 0.15999 | 0.09529
2019-11-01 10:00 | 43770.4167 | 0.04623 | 0.03501 | 2019-11-01 10:00 | 43770.4167 | 0.14689 | 0.08894
2019-11-01 11:00 | 43770.4583 | 0.04708 | 0.03294 | 2019-11-01 11:00 | 43770.4583 | 0.13577 | 0.08143
2019-11-01 12:00 | 43770.5 | 0.11541 | 0.0339 | 2019-11-01 12:00 | 43770.5 | 0.14031 | 0.0852
2019-11-01 13:00 | 43770.5417 | 0.11298 | 0.03562 | 2019-11-01 13:00 | 43770.5417 | 0.13297 | 0.08029
2019-11-01 14:00 | 43770.5833 | 0.10938 | 0.03323 | 2019-11-01 14:00 | 43770.5833 | 0.13358 | 0.08048
2019-11-01 15:00 | 43770.625 | 0.10806 | 0.03129 | 2019-11-01 15:00 | 43770.625 | 0.14096 | 0.08438
2019-11-01 16:00 | 43770.6667 | 0.10797 | 0.02993 | 2019-11-01 16:00 | 43770.6667 | 0.15892 | 0.09583
2019-11-01 17:00 | 43770.7083 | 0.10773 | 0.02982 | 2019-11-01 17:00 | 43770.7083 | 0.19475 | 0.12117
2019-11-01 18:00 | 43770.75 | 0.11669 | 0.02993 | 2019-11-01 18:00 | 43770.75 | 0.20905 | 0.13344
2019-11-01 19:00 | 43770.7917 | 0.11525 | 0.0379 | 2019-11-01 19:00 | 43770.7917 | 0.20918 | 0.13551
2019-11-01 20:00 | 43770.8333 | 0.10925 | 0.03687 | 2019-11-01 20:00 | 43770.8333 | 0.25116 | 0.17783
2019-11-01 21:00 | 43770.875 | 0.10726 | 0.03181 | 2019-11-01 21:00 | 43770.875 | 0.25381 | 0.1794
2019-11-01 22:00 | 43770.9167 | 0.04259 | 0.03005 | 2019-11-01 22:00 | 43770.9167 | 0.2137 | 0.13978
2019-11-01 23:00 | 43770.9583 | 0.04175 | 0.0303 | 2019-11-01 23:00 | 43770.9583 | 0.19894 | 0.12226
2019-11-02 | 43771 | 0.04126 | 0.02926 | 2019-11-02 | 43771 | 0.16728 | 0.10804
2019-11-02 01:00 | 43771.0417 | 0.03962 | 0.02716 | 2019-11-02 01:00 | 43771.0417 | 0.16609 | 0.10508
2019-11-02 02:00 | 43771.0833 | 0.03832 | 0.02568 | 2019-11-02 02:00 | 43771.0833 | 0.16152 | 0.10048
2019-11-02 03:00 | 43771.125 | 0.03366 | 0.02464 | 2019-11-02 03:00 | 43771.125 | 0.16169 | 0.10045
2019-11-02 04:00 | 43771.1667 | 0.03182 | 0.02037 | 2019-11-02 04:00 | 43771.1667 | 0.16126 | 0.10048
2019-11-02 05:00 | 43771.2083 | 0.03556 | 0.01855 | 2019-11-02 05:00 | 43771.2083 | 0.16398 | 0.10164
2019-11-02 06:00 | 43771.25 | 0.03795 | 0.02172 | 2019-11-02 06:00 | 43771.25 | 0.18271 | 0.11944
2019-11-02 07:00 | 43771.2917 | 0.04105 | 0.02433 | 2019-11-02 07:00 | 43771.2917 | 0.2065 | 0.14389
2019-11-02 08:00 | 43771.3333 | 0.04409 | 0.02745 | 2019-11-02 08:00 | 43771.3333 | 0.23975 | 0.15183
2019-11-02 09:00 | 43771.375 | 0.04654 | 0.0288 | 2019-11-02 09:00 | 43771.375 | 0.20827 | 0.12854
2019-11-02 10:00 | 43771.4167 | 0.04399 | 0.03188 | 2019-11-02 10:00 | 43771.4167 | 0.23766 | 0.11474
2019-11-02 11:00 | 43771.4583 | 0.04277 | 0.03089 | 2019-11-02 11:00 | 43771.4583 | 0.22683 | 0.10574
2019-11-02 12:00 | 43771.5 | 0.10844 | 0.02983 | 2019-11-02 12:00 | 43771.5 | 0.22514 | 0.10481
2019-11-02 13:00 | 43771.5417 | 0.10699 | 0.02936 | 2019-11-02 13:00 | 43771.5417 | 0.22273 | 0.10309
2019-11-02 14:00 | 43771.5833 | 0.10619 | 0.02766 | 2019-11-02 14:00 | 43771.5833 | 0.18162 | 0.10718
2019-11-02 15:00 | 43771.625 | 0.10609 | 0.02672 | 2019-11-02 15:00 | 43771.625 | 0.18224 | 0.10672
2019-11-02 16:00 | 43771.6667 | 0.10838 | 0.02761 | 2019-11-02 16:00 | 43771.6667 | 0.20612 | 0.12527
2019-11-02 17:00 | 43771.7083 | 0.11235 | 0.02979 | 2019-11-02 17:00 | 43771.7083 | 0.25624 | 0.16584
2019-11-02 18:00 | 43771.75 | 0.11856 | 0.03359 | 2019-11-02 18:00 | 43771.75 | 0.31795 | 0.17945
2019-11-02 19:00 | 43771.7917 | 0.11465 | 0.0391 | 2019-11-02 19:00 | 43771.7917 | 0.3145 | 0.17709
2019-11-02 20:00 | 43771.8333 | 0.10986 | 0.03474 | 2019-11-02 20:00 | 43771.8333 | 0.32499 | 0.18849
2019-11-02 21:00 | 43771.875 | 0.10673 | 0.03179 | 2019-11-02 21:00 | 43771.875 | 0.27735 | 0.14624
2019-11-02 22:00 | 43771.9167 | 0.04098 | 0.02887 | 2019-11-02 22:00 | 43771.9167 | 0.20276 | 0.12008
2019-11-02 23:00 | 43771.9583 | 0.03974 | 0.02847 | 2019-11-02 23:00 | 43771.9583 | 0.18787 | 0.10657
2019-11-03 | 43772 | 0.02879 | 0.02702 | 2019-11-03 | 43772 | 0.16115 | 0.11919
2019-11-03 01:00 | 43772.0417 | 0.02408 | 0.01631 | 2019-11-03 01:00 | 43772.0417 | 0.14585 | 0.10355
2019-11-03 02:00 | 43772.0833 | 0.02077 | 0.01231 | 2019-11-03 02:00 | 43772.0833 | 0.14026 | 0.09817
2019-11-03 03:00 | 43772.125 | 0.01808 | 0.00886 | 2019-11-03 03:00 | 43772.125 | 0.13548 | 0.09314
2019-11-03 04:00 | 43772.1667 | 0.0185 | 0.0064 | 2019-11-03 04:00 | 43772.1667 | 0.13098 | 0.09035
2019-11-03 05:00 | 43772.2083 | 0.01847 | 0.00663 | 2019-11-03 05:00 | 43772.2083 | 0.13311 | 0.09196
2019-11-03 06:00 | 43772.25 | 0.01962 | 0.00597 | 2019-11-03 06:00 | 43772.25 | 0.13668 | 0.097
2019-11-03 07:00 | 43772.2917 | 0.0209 | 0.00735 | 2019-11-03 07:00 | 43772.2917 | 0.1483 | 0.11025
2019-11-03 08:00 | 43772.3333 | 0.02014 | 0.00863 | 2019-11-03 08:00 | 43772.3333 | 0.19797 | 0.1292
2019-11-03 09:00 | 43772.375 | 0.03328 | 0.00886 | 2019-11-03 09:00 | 43772.375 | 0.18417 | 0.11974
2019-11-03 10:00 | 43772.4167 | 0.0331 | 0.01459 | 2019-11-03 10:00 | 43772.4167 | 0.21602 | 0.10896
2019-11-03 11:00 | 43772.4583 | 0.03172 | 0.01706 | 2019-11-03 11:00 | 43772.4583 | 0.22132 | 0.11154
2019-11-03 12:00 | 43772.5 | 0.09864 | 0.01659 | 2019-11-03 12:00 | 43772.5 | 0.23576 | 0.12494
2019-11-03 13:00 | 43772.5417 | 0.10031 | 0.01756 | 2019-11-03 13:00 | 43772.5417 | 0.23944 | 0.12851
2019-11-03 14:00 | 43772.5833 | 0.10097 | 0.01906 | 2019-11-03 14:00 | 43772.5833 | 0.19733 | 0.13274
2019-11-03 15:00 | 43772.625 | 0.09575 | 0.01952 | 2019-11-03 15:00 | 43772.625 | 0.19815 | 0.13279
2019-11-03 16:00 | 43772.6667 | 0.09759 | 0.01839 | 2019-11-03 16:00 | 43772.6667 | 0.20692 | 0.1387
2019-11-03 17:00 | 43772.7083 | 0.10329 | 0.01981 | 2019-11-03 17:00 | 43772.7083 | 0.21203 | 0.14362
2019-11-03 18:00 | 43772.75 | 0.11022 | 0.02485 | 2019-11-03 18:00 | 43772.75 | 0.29282 | 0.17283
2019-11-03 19:00 | 43772.7917 | 0.12321 | 0.03076 | 2019-11-03 19:00 | 43772.7917 | 0.27084 | 0.15477
2019-11-03 20:00 | 43772.8333 | 0.11724 | 0.03982 | 2019-11-03 20:00 | 43772.8333 | 0.25057 | 0.13697
2019-11-03 21:00 | 43772.875 | 0.11266 | 0.03814 | 2019-11-03 21:00 | 43772.875 | 0.2451 | 0.13174
2019-11-03 22:00 | 43772.9167 | 0.0434 | 0.03416 | 2019-11-03 22:00 | 43772.9167 | 0.19544 | 0.12795
2019-11-03 23:00 | 43772.9583 | 0.03836 | 0.0312 | 2019-11-03 23:00 | 43772.9583 | 0.18077 | 0.1134
2019-11-04 | 43773 | 0.0233 | 0.0262 | 2019-11-04 | 43773 | 0.20838 | 0.15007
2019-11-04 01:00 | 43773.0417 | 0.0192 | 0.0118 | 2019-11-04 01:00 | 43773.0417 | 0.20712 | 0.14618
2019-11-04 02:00 | 43773.0833 | 0.01641 | 0.00803 | 2019-11-04 02:00 | 43773.0833 | 0.20672 | 0.14497
2019-11-04 03:00 | 43773.125 | 0.01645 | 0.00562 | 2019-11-04 03:00 | 43773.125 | 0.19829 | 0.13402
2019-11-04 04:00 | 43773.1667 | 0.01641 | 0.0056 | 2019-11-04 04:00 | 43773.1667 | 0.18171 | 0.12122
2019-11-04 05:00 | 43773.2083 | 0.01874 | 0.00558 | 2019-11-04 05:00 | 43773.2083 | 0.19486 | 0.1336
2019-11-04 06:00 | 43773.25 | 0.0271 | 0.00752 | 2019-11-04 06:00 | 43773.25 | 0.21058 | 0.15376
2019-11-04 07:00 | 43773.2917 | 0.04292 | 0.01402 | 2019-11-04 07:00 | 43773.2917 | 0.22096 | 0.16614
2019-11-04 08:00 | 43773.3333 | 0.05106 | 0.02978 | 2019-11-04 08:00 | 43773.3333 | 0.244 | 0.16558
2019-11-04 09:00 | 43773.375 | 0.05362 | 0.03835 | 2019-11-04 09:00 | 43773.375 | 0.22576 | 0.15345
2019-11-04 10:00 | 43773.4167 | 0.051 | 0.04131 | 2019-11-04 10:00 | 43773.4167 | 0.25327 | 0.13792
2019-11-04 11:00 | 43773.4583 | 0.04866 | 0.03879 | 2019-11-04 11:00 | 43773.4583 | 0.23337 | 0.12204
2019-11-04 12:00 | 43773.5 | 0.1122 | 0.03667 | 2019-11-04 12:00 | 43773.5 | 0.22662 | 0.11697
2019-11-04 13:00 | 43773.5417 | 0.11084 | 0.03438 | 2019-11-04 13:00 | 43773.5417 | 0.22091 | 0.11211
2019-11-04 14:00 | 43773.5833 | 0.10767 | 0.03303 | 2019-11-04 14:00 | 43773.5833 | 0.17336 | 0.11175
2019-11-04 15:00 | 43773.625 | 0.10906 | 0.03009 | 2019-11-04 15:00 | 43773.625 | 0.17341 | 0.11183
2019-11-04 16:00 | 43773.6667 | 0.1111 | 0.0311 | 2019-11-04 16:00 | 43773.6667 | 0.20984 | 0.13857
2019-11-04 17:00 | 43773.7083 | 0.11609 | 0.03305 | 2019-11-04 17:00 | 43773.7083 | 0.23515 | 0.15786
2019-11-04 18:00 | 43773.75 | 0.12427 | 0.03766 | 2019-11-04 18:00 | 43773.75 | 0.30798 | 0.17882
2019-11-04 19:00 | 43773.7917 | 0.12849 | 0.04477 | 2019-11-04 19:00 | 43773.7917 | 0.35728 | 0.21718
2019-11-04 20:00 | 43773.8333 | 0.1233 | 0.04861 | 2019-11-04 20:00 | 43773.8333 | 0.33038 | 0.19469
2019-11-04 21:00 | 43773.875 | 0.11661 | 0.04397 | 2019-11-04 21:00 | 43773.875 | 0.32079 | 0.1861
2019-11-04 22:00 | 43773.9167 | 0.04462 | 0.03763 | 2019-11-04 22:00 | 43773.9167 | 0.26236 | 0.17338
2019-11-04 23:00 | 43773.9583 | 0.03843 | 0.03212 | 2019-11-04 23:00 | 43773.9583 | 0.24619 | 0.15922
2019-11-05 | 43774 | 0.03278 | 0.02667 | 2019-11-05 | 43774 | 0.21837 | 0.14591
2019-11-05 01:00 | 43774.0417 | 0.02418 | 0.02141 | 2019-11-05 01:00 | 43774.0417 | 0.20341 | 0.13291
2019-11-05 02:00 | 43774.0833 | 0.01954 | 0.01386 | 2019-11-05 02:00 | 43774.0833 | 0.18732 | 0.11792
2019-11-05 03:00 | 43774.125 | 0.0185 | 0.00985 | 2019-11-05 03:00 | 43774.125 | 0.18521 | 0.11429
2019-11-05 04:00 | 43774.1667 | 0.0177 | 0.00895 | 2019-11-05 04:00 | 43774.1667 | 0.18584 | 0.11429
2019-11-05 05:00 | 43774.2083 | 0.02479 | 0.00827 | 2019-11-05 05:00 | 43774.2083 | 0.18569 | 0.1143
2019-11-05 06:00 | 43774.25 | 0.03232 | 0.01348 | 2019-11-05 06:00 | 43774.25 | 0.18274 | 0.11377
2019-11-05 07:00 | 43774.2917 | 0.0428 | 0.01985 | 2019-11-05 07:00 | 43774.2917 | 0.18804 | 0.11912
2019-11-05 08:00 | 43774.3333 | 0.04671 | 0.0299 | 2019-11-05 08:00 | 43774.3333 | 0.18409 | 0.11782
2019-11-05 09:00 | 43774.375 | 0.04646 | 0.03478 | 2019-11-05 09:00 | 43774.375 | 0.1648 | 0.10998
2019-11-05 10:00 | 43774.4167 | 0.04462 | 0.03487 | 2019-11-05 10:00 | 43774.4167 | 0.15858 | 0.10652
2019-11-05 11:00 | 43774.4583 | 0.04387 | 0.03325 | 2019-11-05 11:00 | 43774.4583 | 0.15153 | 0.10206
2019-11-05 12:00 | 43774.5 | 0.10799 | 0.03253 | 2019-11-05 12:00 | 43774.5 | 0.15657 | 0.10593
2019-11-05 13:00 | 43774.5417 | 0.1065 | 0.03109 | 2019-11-05 13:00 | 43774.5417 | 0.15999 | 0.10867
2019-11-05 14:00 | 43774.5833 | 0.1044 | 0.02987 | 2019-11-05 14:00 | 43774.5833 | 0.15979 | 0.10795
2019-11-05 15:00 | 43774.625 | 0.10465 | 0.02779 | 2019-11-05 15:00 | 43774.625 | 0.15953 | 0.10651
2019-11-05 16:00 | 43774.6667 | 0.10727 | 0.02784 | 2019-11-05 16:00 | 43774.6667 | 0.17132 | 0.11323
2019-11-05 17:00 | 43774.7083 | 0.11446 | 0.03023 | 2019-11-05 17:00 | 43774.7083 | 0.2294 | 0.1566
2019-11-05 18:00 | 43774.75 | 0.1242 | 0.03658 | 2019-11-05 18:00 | 43774.75 | 0.24389 | 0.16913
2019-11-05 19:00 | 43774.7917 | 0.12779 | 0.0446 | 2019-11-05 19:00 | 43774.7917 | 0.23266 | 0.16243
2019-11-05 20:00 | 43774.8333 | 0.12733 | 0.04758 | 2019-11-05 20:00 | 43774.8333 | 0.21688 | 0.1493
2019-11-05 21:00 | 43774.875 | 0.12289 | 0.04718 | 2019-11-05 21:00 | 43774.875 | 0.21538 | 0.1475
2019-11-05 22:00 | 43774.9167 | 0.05381 | 0.04289 | 2019-11-05 22:00 | 43774.9167 | 0.19406 | 0.1279
2019-11-05 23:00 | 43774.9583 | 0.05032 | 0.04078 | 2019-11-05 23:00 | 43774.9583 | 0.17967 | 0.11412
2019-11-06 | 43775 | 0.05013 | 0.03764 | 2019-11-06 | 43775 | 0.18865 | 0.13735
2019-11-06 01:00 | 43775.0417 | 0.04921 | 0.03627 | 2019-11-06 01:00 | 43775.0417 | 0.18096 | 0.1293
2019-11-06 02:00 | 43775.0833 | 0.04769 | 0.03525 | 2019-11-06 02:00 | 43775.0833 | 0.16114 | 0.10994
2019-11-06 03:00 | 43775.125 | 0.04726 | 0.0339 | 2019-11-06 03:00 | 43775.125 | 0.14482 | 0.09553
2019-11-06 04:00 | 43775.1667 | 0.04794 | 0.03347 | 2019-11-06 04:00 | 43775.1667 | 0.14052 | 0.09219
2019-11-06 05:00 | 43775.2083 | 0.05111 | 0.03409 | 2019-11-06 05:00 | 43775.2083 | 0.14485 | 0.09553
2019-11-06 06:00 | 43775.25 | 0.05711 | 0.03706 | 2019-11-06 06:00 | 43775.25 | 0.145 | 0.09555
2019-11-06 07:00 | 43775.2917 | 0.05828 | 0.04232 | 2019-11-06 07:00 | 43775.2917 | 0.15119 | 0.10148
2019-11-06 08:00 | 43775.3333 | 0.05795 | 0.04374 | 2019-11-06 08:00 | 43775.3333 | 0.15437 | 0.09831
2019-11-06 09:00 | 43775.375 | 0.05789 | 0.0447 | 2019-11-06 09:00 | 43775.375 | 0.14255 | 0.09205
2019-11-06 10:00 | 43775.4167 | 0.05464 | 0.04509 | 2019-11-06 10:00 | 43775.4167 | 0.13669 | 0.09034
2019-11-06 11:00 | 43775.4583 | 0.05359 | 0.04268 | 2019-11-06 11:00 | 43775.4583 | 0.14047 | 0.09368
2019-11-06 12:00 | 43775.5 | 0.11848 | 0.0416 | 2019-11-06 12:00 | 43775.5 | 0.13636 | 0.09154
2019-11-06 13:00 | 43775.5417 | 0.1181 | 0.04052 | 2019-11-06 13:00 | 43775.5417 | 0.13981 | 0.09459
2019-11-06 14:00 | 43775.5833 | 0.11522 | 0.04019 | 2019-11-06 14:00 | 43775.5833 | 0.14161 | 0.09583
2019-11-06 15:00 | 43775.625 | 0.11548 | 0.03741 | 2019-11-06 15:00 | 43775.625 | 0.14397 | 0.09602
2019-11-06 16:00 | 43775.6667 | 0.11913 | 0.03741 | 2019-11-06 16:00 | 43775.6667 | 0.15468 | 0.10302
2019-11-06 17:00 | 43775.7083 | 0.12059 | 0.04076 | 2019-11-06 17:00 | 43775.7083 | 0.18524 | 0.13231
2019-11-06 18:00 | 43775.75 | 0.12432 | 0.04201 | 2019-11-06 18:00 | 43775.75 | 0.20324 | 0.15377
2019-11-06 19:00 | 43775.7917 | 0.12589 | 0.04514 | 2019-11-06 19:00 | 43775.7917 | 0.18982 | 0.14307
2019-11-06 20:00 | 43775.8333 | 0.12553 | 0.04632 | 2019-11-06 20:00 | 43775.8333 | 0.18896 | 0.14312
2019-11-06 21:00 | 43775.875 | 0.12347 | 0.04586 | 2019-11-06 21:00 | 43775.875 | 0.19345 | 0.14654
2019-11-06 22:00 | 43775.9167 | 0.05307 | 0.04369 | 2019-11-06 22:00 | 43775.9167 | 0.18525 | 0.13874
2019-11-06 23:00 | 43775.9583 | 0.05138 | 0.0404 | 2019-11-06 23:00 | 43775.9583 | 0.17893 | 0.13189
2019-11-07 | 43776 | 0.05277 | 0.03879 | 2019-11-07 | 43776 | 0.19162 | 0.14206
2019-11-07 01:00 | 43776.0417 | 0.04955 | 0.03901 | 2019-11-07 01:00 | 43776.0417 | 0.14605 | 0.10313
2019-11-07 02:00 | 43776.0833 | 0.04634 | 0.03586 | 2019-11-07 02:00 | 43776.0833 | 0.14646 | 0.10251
2019-11-07 03:00 | 43776.125 | 0.0455 | 0.03335 | 2019-11-07 03:00 | 43776.125 | 0.14546 | 0.10188
2019-11-07 04:00 | 43776.1667 | 0.04478 | 0.03262 | 2019-11-07 04:00 | 43776.1667 | 0.14341 | 0.10009
2019-11-07 05:00 | 43776.2083 | 0.04759 | 0.03198 | 2019-11-07 05:00 | 43776.2083 | 0.15062 | 0.1043
2019-11-07 06:00 | 43776.25 | 0.05531 | 0.03443 | 2019-11-07 06:00 | 43776.25 | 0.17714 | 0.13044
2019-11-07 07:00 | 43776.2917 | 0.05961 | 0.04105 | 2019-11-07 07:00 | 43776.2917 | 0.20137 | 0.15347
2019-11-07 08:00 | 43776.3333 | 0.05861 | 0.04516 | 2019-11-07 08:00 | 43776.3333 | 0.23309 | 0.15912
2019-11-07 09:00 | 43776.375 | 0.05853 | 0.04553 | 2019-11-07 09:00 | 43776.375 | 0.21466 | 0.14539
2019-11-07 10:00 | 43776.4167 | 0.0563 | 0.04579 | 2019-11-07 10:00 | 43776.4167 | 0.21243 | 0.10309
2019-11-07 11:00 | 43776.4583 | 0.0534 | 0.04387 | 2019-11-07 11:00 | 43776.4583 | 0.20884 | 0.10198
2019-11-07 12:00 | 43776.5 | 0.11826 | 0.04117 | 2019-11-07 12:00 | 43776.5 | 0.20651 | 0.09963
2019-11-07 13:00 | 43776.5417 | 0.11568 | 0.03991 | 2019-11-07 13:00 | 43776.5417 | 0.20321 | 0.09712
2019-11-07 14:00 | 43776.5833 | 0.11327 | 0.03777 | 2019-11-07 14:00 | 43776.5833 | 0.15828 | 0.09831
2019-11-07 15:00 | 43776.625 | 0.11301 | 0.03539 | 2019-11-07 15:00 | 43776.625 | 0.1598 | 0.09864
2019-11-07 16:00 | 43776.6667 | 0.11654 | 0.03491 | 2019-11-07 16:00 | 43776.6667 | 0.17081 | 0.10637
2019-11-07 17:00 | 43776.7083 | 0.11871 | 0.03792 | 2019-11-07 17:00 | 43776.7083 | 0.21736 | 0.14654
2019-11-07 18:00 | 43776.75 | 0.12332 | 0.03995 | 2019-11-07 18:00 | 43776.75 | 0.26976 | 0.15351
2019-11-07 19:00 | 43776.7917 | 0.12511 | 0.04391 | 2019-11-07 19:00 | 43776.7917 | 0.27692 | 0.15892
2019-11-07 20:00 | 43776.8333 | 0.12485 | 0.0454 | 2019-11-07 20:00 | 43776.8333 | 0.26531 | 0.14865
2019-11-07 21:00 | 43776.875 | 0.11927 | 0.04522 | 2019-11-07 21:00 | 43776.875 | 0.2368 | 0.12474
2019-11-07 22:00 | 43776.9167 | 0.05069 | 0.04004 | 2019-11-07 22:00 | 43776.9167 | 0.16566 | 0.10293
2019-11-07 23:00 | 43776.9583 | 0.04547 | 0.03803 | 2019-11-07 23:00 | 43776.9583 | 0.1675 | 0.10127
2019-11-08 | 43777 | 0.05033 | 0.033 | 2019-11-08 | 43777 | 0.13731 | 0.09547
2019-11-08 01:00 | 43777.0417 | 0.04336 | 0.03662 | 2019-11-08 01:00 | 43777.0417 | 0.12792 | 0.08745
2019-11-08 02:00 | 43777.0833 | 0.04186 | 0.03005 | 2019-11-08 02:00 | 43777.0833 | 0.12557 | 0.0852
2019-11-08 03:00 | 43777.125 | 0.04136 | 0.02943 | 2019-11-08 03:00 | 43777.125 | 0.11816 | 0.07906
2019-11-08 04:00 | 43777.1667 | 0.04123 | 0.02893 | 2019-11-08 04:00 | 43777.1667 | 0.10841 | 0.07156
2019-11-08 05:00 | 43777.2083 | 0.04229 | 0.02882 | 2019-11-08 05:00 | 43777.2083 | 0.13162 | 0.08745
2019-11-08 06:00 | 43777.25 | 0.04422 | 0.02949 | 2019-11-08 06:00 | 43777.25 | 0.13868 | 0.09554
2019-11-08 07:00 | 43777.2917 | 0.05208 | 0.03136 | 2019-11-08 07:00 | 43777.2917 | 0.17748 | 0.13195
2019-11-08 08:00 | 43777.3333 | 0.05443 | 0.0391 | 2019-11-08 08:00 | 43777.3333 | 0.20899 | 0.1375
2019-11-08 09:00 | 43777.375 | 0.05383 | 0.04222 | 2019-11-08 09:00 | 43777.375 | 0.18699 | 0.12005
2019-11-08 10:00 | 43777.4167 | 0.0515 | 0.04197 | 2019-11-08 10:00 | 43777.4167 | 0.22565 | 0.11303
2019-11-08 11:00 | 43777.4583 | 0.04839 | 0.03955 | 2019-11-08 11:00 | 43777.4583 | 0.20657 | 0.09893
2019-11-08 12:00 | 43777.5 | 0.11264 | 0.03641 | 2019-11-08 12:00 | 43777.5 | 0.20449 | 0.09591
2019-11-08 13:00 | 43777.5417 | 0.11201 | 0.03485 | 2019-11-08 13:00 | 43777.5417 | 0.20548 | 0.09742
2019-11-08 14:00 | 43777.5833 | 0.10892 | 0.03416 | 2019-11-08 14:00 | 43777.5833 | 0.1635 | 0.10019
2019-11-08 15:00 | 43777.625 | 0.10978 | 0.03128 | 2019-11-08 15:00 | 43777.625 | 0.16938 | 0.10531
2019-11-08 16:00 | 43777.6667 | 0.11497 | 0.03184 | 2019-11-08 16:00 | 43777.6667 | 0.20105 | 0.13037
2019-11-08 17:00 | 43777.7083 | 0.12076 | 0.03633 | 2019-11-08 17:00 | 43777.7083 | 0.21641 | 0.144
2019-11-08 18:00 | 43777.75 | 0.12636 | 0.04166 | 2019-11-08 18:00 | 43777.75 | 0.27469 | 0.15597
2019-11-08 19:00 | 43777.7917 | 0.12953 | 0.04578 | 2019-11-08 19:00 | 43777.7917 | 0.27746 | 0.15818
2019-11-08 20:00 | 43777.8333 | 0.13057 | 0.04824 | 2019-11-08 20:00 | 43777.8333 | 0.26376 | 0.14708
2019-11-08 21:00 | 43777.875 | 0.12428 | 0.04921 | 2019-11-08 21:00 | 43777.875 | 0.2398 | 0.12707
2019-11-08 22:00 | 43777.9167 | 0.05819 | 0.04416 | 2019-11-08 22:00 | 43777.9167 | 0.19704 | 0.12827
2019-11-08 23:00 | 43777.9583 | 0.05636 | 0.04421 | 2019-11-08 23:00 | 43777.9583 | 0.17951 | 0.11158
2019-11-09 | 43778 | 0.05784 | 0.04215 | 2019-11-09 | 43778 | 0.14857 | 0.10679
2019-11-09 01:00 | 43778.0417 | 0.05563 | 0.04181 | 2019-11-09 01:00 | 43778.0417 | 0.14242 | 0.10119
2019-11-09 02:00 | 43778.0833 | 0.05405 | 0.0392 | 2019-11-09 02:00 | 43778.0833 | 0.14176 | 0.09985
2019-11-09 03:00 | 43778.125 | 0.05287 | 0.0383 | 2019-11-09 03:00 | 43778.125 | 0.13792 | 0.09671
2019-11-09 04:00 | 43778.1667 | 0.05209 | 0.03647 | 2019-11-09 04:00 | 43778.1667 | 0.13813 | 0.09671
2019-11-09 05:00 | 43778.2083 | 0.05099 | 0.03577 | 2019-11-09 05:00 | 43778.2083 | 0.14467 | 0.09944
2019-11-09 06:00 | 43778.25 | 0.05424 | 0.03563 | 2019-11-09 06:00 | 43778.25 | 0.17219 | 0.12356
2019-11-09 07:00 | 43778.2917 | 0.05606 | 0.0393 | 2019-11-09 07:00 | 43778.2917 | 0.19738 | 0.145
2019-11-09 08:00 | 43778.3333 | 0.05597 | 0.04127 | 2019-11-09 08:00 | 43778.3333 | 0.2355 | 0.15582
2019-11-09 09:00 | 43778.375 | 0.05821 | 0.04184 | 2019-11-09 09:00 | 43778.375 | 0.22416 | 0.14801
2019-11-09 10:00 | 43778.4167 | 0.05672 | 0.04443 | 2019-11-09 10:00 | 43778.4167 | 0.25534 | 0.13463
2019-11-09 11:00 | 43778.4583 | 0.05479 | 0.04401 | 2019-11-09 11:00 | 43778.4583 | 0.24337 | 0.12505
2019-11-09 12:00 | 43778.5 | 0.12007 | 0.04241 | 2019-11-09 12:00 | 43778.5 | 0.24321 | 0.12479
2019-11-09 13:00 | 43778.5417 | 0.11853 | 0.04128 | 2019-11-09 13:00 | 43778.5417 | 0.24101 | 0.12308
2019-11-09 14:00 | 43778.5833 | 0.11885 | 0.03979 | 2019-11-09 14:00 | 43778.5833 | 0.19578 | 0.12444
2019-11-09 15:00 | 43778.625 | 0.12151 | 0.03976 | 2019-11-09 15:00 | 43778.625 | 0.19953 | 0.12647
2019-11-09 16:00 | 43778.6667 | 0.12164 | 0.0416 | 2019-11-09 16:00 | 43778.6667 | 0.22653 | 0.14765
2019-11-09 17:00 | 43778.7083 | 0.12198 | 0.04181 | 2019-11-09 17:00 | 43778.7083 | 0.24392 | 0.16325
2019-11-09 18:00 | 43778.75 | 0.12483 | 0.04229 | 2019-11-09 18:00 | 43778.75 | 0.29767 | 0.17236
2019-11-09 19:00 | 43778.7917 | 0.12544 | 0.0446 | 2019-11-09 19:00 | 43778.7917 | 0.31966 | 0.18944
2019-11-09 20:00 | 43778.8333 | 0.12221 | 0.04548 | 2019-11-09 20:00 | 43778.8333 | 0.28385 | 0.15983
2019-11-09 21:00 | 43778.875 | 0.12012 | 0.04262 | 2019-11-09 21:00 | 43778.875 | 0.27114 | 0.148
2019-11-09 22:00 | 43778.9167 | 0.05382 | 0.04019 | 2019-11-09 22:00 | 43778.9167 | 0.20618 | 0.13086
2019-11-09 23:00 | 43778.9583 | 0.05057 | 0.03952 | 2019-11-09 23:00 | 43778.9583 | 0.20042 | 0.1244
2019-11-10 | 43779 | 0.04974 | 0.03653 | 2019-11-10 | 43779 | 0.18085 | 0.11851
2019-11-10 01:00 | 43779.0417 | 0.04907 | 0.03417 | 2019-11-10 01:00 | 43779.0417 | 0.17823 | 0.11383
2019-11-10 02:00 | 43779.0833 | 0.04565 | 0.03347 | 2019-11-10 02:00 | 43779.0833 | 0.17401 | 0.10929
2019-11-10 03:00 | 43779.125 | 0.04463 | 0.03029 | 2019-11-10 03:00 | 43779.125 | 0.16897 | 0.1059
2019-11-10 04:00 | 43779.1667 | 0.04514 | 0.02928 | 2019-11-10 04:00 | 43779.1667 | 0.16768 | 0.10492
2019-11-10 05:00 | 43779.2083 | 0.04573 | 0.02969 | 2019-11-10 05:00 | 43779.2083 | 0.1825 | 0.11522
2019-11-10 06:00 | 43779.25 | 0.04649 | 0.03015 | 2019-11-10 06:00 | 43779.25 | 0.19367 | 0.12974
2019-11-10 07:00 | 43779.2917 | 0.04825 | 0.03109 | 2019-11-10 07:00 | 43779.2917 | 0.20957 | 0.14557
2019-11-10 08:00 | 43779.3333 | 0.0486 | 0.03278 | 2019-11-10 08:00 | 43779.3333 | 0.24448 | 0.15429
2019-11-10 09:00 | 43779.375 | 0.04923 | 0.03389 | 2019-11-10 09:00 | 43779.375 | 0.22477 | 0.14085
2019-11-10 10:00 | 43779.4167 | 0.04848 | 0.03488 | 2019-11-10 10:00 | 43779.4167 | 0.25855 | 0.12992
2019-11-10 11:00 | 43779.4583 | 0.04689 | 0.03533 | 2019-11-10 11:00 | 43779.4583 | 0.23895 | 0.11539
2019-11-10 12:00 | 43779.5 | 0.11327 | 0.03401 | 2019-11-10 12:00 | 43779.5 | 0.23951 | 0.11393
2019-11-10 13:00 | 43779.5417 | 0.1137 | 0.03397 | 2019-11-10 13:00 | 43779.5417 | 0.23826 | 0.11314
2019-11-10 14:00 | 43779.5833 | 0.11637 | 0.03422 | 2019-11-10 14:00 | 43779.5833 | 0.18648 | 0.1094
2019-11-10 15:00 | 43779.625 | 0.11412 | 0.03653 | 2019-11-10 15:00 | 43779.625 | 0.18871 | 0.10981
2019-11-10 16:00 | 43779.6667 | 0.11679 | 0.03417 | 2019-11-10 16:00 | 43779.6667 | 0.21658 | 0.13216
2019-11-10 17:00 | 43779.7083 | 0.12424 | 0.03634 | 2019-11-10 17:00 | 43779.7083 | 0.24549 | 0.15479
2019-11-10 18:00 | 43779.75 | 0.12881 | 0.04252 | 2019-11-10 18:00 | 43779.75 | 0.31772 | 0.17744
2019-11-10 19:00 | 43779.7917 | 0.13485 | 0.04688 | 2019-11-10 19:00 | 43779.7917 | 0.34239 | 0.1987
2019-11-10 20:00 | 43779.8333 | 0.13299 | 0.05243 | 2019-11-10 20:00 | 43779.8333 | 0.33182 | 0.1898
2019-11-10 21:00 | 43779.875 | 0.12833 | 0.05098 | 2019-11-10 21:00 | 43779.875 | 0.30639 | 0.16734
2019-11-10 22:00 | 43779.9167 | 0.06059 | 0.04701 | 2019-11-10 22:00 | 43779.9167 | 0.22943 | 0.13935
2019-11-10 23:00 | 43779.9583 | 0.0581 | 0.04571 | 2019-11-10 23:00 | 43779.9583 | 0.22131 | 0.13002
2019-11-11 | 43780 | 0.05783 | 0.04322 | 2019-11-11 | 43780 | 0.19671 | 0.13809
2019-11-11 01:00 | 43780.0417 | 0.05428 | 0.04141 | 2019-11-11 01:00 | 43780.0417 | 0.1954 | 0.13465
2019-11-11 02:00 | 43780.0833 | 0.0516 | 0.03845 | 2019-11-11 02:00 | 43780.0833 | 0.18334 | 0.12511
2019-11-11 03:00 | 43780.125 | 0.05013 | 0.03614 | 2019-11-11 03:00 | 43780.125 | 0.16284 | 0.10837
2019-11-11 04:00 | 43780.1667 | 0.05015 | 0.03483 | 2019-11-11 04:00 | 43780.1667 | 0.15682 | 0.10335
2019-11-11 05:00 | 43780.2083 | 0.05286 | 0.03486 | 2019-11-11 05:00 | 43780.2083 | 0.16493 | 0.10797
2019-11-11 06:00 | 43780.25 | 0.05697 | 0.03704 | 2019-11-11 06:00 | 43780.25 | 0.17008 | 0.11624
2019-11-11 07:00 | 43780.2917 | 0.06174 | 0.04213 | 2019-11-11 07:00 | 43780.2917 | 0.19354 | 0.13883
2019-11-11 08:00 | 43780.3333 | 0.06501 | 0.0469 | 2019-11-11 08:00 | 43780.3333 | 0.22002 | 0.1413
2019-11-11 09:00 | 43780.375 | 0.06316 | 0.05094 | 2019-11-11 09:00 | 43780.375 | 0.20099 | 0.12691
2019-11-11 10:00 | 43780.4167 | 0.06172 | 0.04987 | 2019-11-11 10:00 | 43780.4167 | 0.23252 | 0.11258
2019-11-11 11:00 | 43780.4583 | 0.0606 | 0.04868 | 2019-11-11 11:00 | 43780.4583 | 0.22233 | 0.10539
2019-11-11 12:00 | 43780.5 | 0.12703 | 0.04769 | 2019-11-11 12:00 | 43780.5 | 0.22151 | 0.10539
2019-11-11 13:00 | 43780.5417 | 0.12493 | 0.04762 | 2019-11-11 13:00 | 43780.5417 | 0.2179 | 0.10242
2019-11-11 14:00 | 43780.5833 | 0.12323 | 0.04564 | 2019-11-11 14:00 | 43780.5833 | 0.1669 | 0.09944
2019-11-11 15:00 | 43780.625 | 0.12324 | 0.04386 | 2019-11-11 15:00 | 43780.625 | 0.16748 | 0.09994
2019-11-11 16:00 | 43780.6667 | 0.12406 | 0.04364 | 2019-11-11 16:00 | 43780.6667 | 0.18168 | 0.10944
2019-11-11 17:00 | 43780.7083 | 0.12877 | 0.04445 | 2019-11-11 17:00 | 43780.7083 | 0.21105 | 0.13479
2019-11-11 18:00 | 43780.75 | 0.13208 | 0.04845 | 2019-11-11 18:00 | 43780.75 | 0.25691 | 0.1379
2019-11-11 19:00 | 43780.7917 | 0.13375 | 0.05128 | 2019-11-11 19:00 | 43780.7917 | 0.26337 | 0.14192
2019-11-11 20:00 | 43780.8333 | 0.13085 | 0.05289 | 2019-11-11 20:00 | 43780.8333 | 0.26887 | 0.14535
2019-11-11 21:00 | 43780.875 | 0.12936 | 0.05026 | 2019-11-11 21:00 | 43780.875 | 0.25837 | 0.13559
2019-11-11 22:00 | 43780.9167 | 0.05942 | 0.0484 | 2019-11-11 22:00 | 43780.9167 | 0.19939 | 0.12349
2019-11-11 23:00 | 43780.9583 | 0.05751 | 0.04526 | 2019-11-11 23:00 | 43780.9583 | 0.16878 | 0.09875
2019-11-12 | 43781 | 0.0639 | 0.04305 | 2019-11-12 | 43781 | 0.17174 | 0.12256
2019-11-12 01:00 | 43781.0417 | 0.05961 | 0.04766 | 2019-11-12 01:00 | 43781.0417 | 0.13907 | 0.0961
2019-11-12 02:00 | 43781.0833 | 0.05536 | 0.04352 | 2019-11-12 02:00 | 43781.0833 | 0.13348 | 0.09013
2019-11-12 03:00 | 43781.125 | 0.05509 | 0.03944 | 2019-11-12 03:00 | 43781.125 | 0.13502 | 0.08942
2019-11-12 04:00 | 43781.1667 | 0.05498 | 0.03866 | 2019-11-12 04:00 | 43781.1667 | 0.13441 | 0.08936
2019-11-12 05:00 | 43781.2083 | 0.05524 | 0.0385 | 2019-11-12 05:00 | 43781.2083 | 0.13371 | 0.08844
2019-11-12 06:00 | 43781.25 | 0.05803 | 0.03866 | 2019-11-12 06:00 | 43781.25 | 0.13146 | 0.08932
2019-11-12 07:00 | 43781.2917 | 0.06897 | 0.0422 | 2019-11-12 07:00 | 43781.2917 | 0.13118 | 0.08708
2019-11-12 08:00 | 43781.3333 | 0.06984 | 0.05305 | 2019-11-12 08:00 | 43781.3333 | 0.13228 | 0.08844
2019-11-12 09:00 | 43781.375 | 0.06897 | 0.05519 | 2019-11-12 09:00 | 43781.375 | 0.13042 | 0.08685
2019-11-12 10:00 | 43781.4167 | 0.06711 | 0.05489 | 2019-11-12 10:00 | 43781.4167 | 0.12101 | 0.08206
2019-11-12 11:00 | 43781.4583 | 0.06493 | 0.05341 | 2019-11-12 11:00 | 43781.4583 | 0.11573 | 0.07957
2019-11-12 12:00 | 43781.5 | 0.12928 | 0.05142 | 2019-11-12 12:00 | 43781.5 | 0.1135 | 0.07776
2019-11-12 13:00 | 43781.5417 | 0.1268 | 0.04947 | 2019-11-12 13:00 | 43781.5417 | 0.11256 | 0.07762
2019-11-12 14:00 | 43781.5833 | 0.1236 | 0.04718 | 2019-11-12 14:00 | 43781.5833 | 0.11381 | 0.07762
2019-11-12 15:00 | 43781.625 | 0.12294 | 0.04416 | 2019-11-12 15:00 | 43781.625 | 0.11468 | 0.07777
2019-11-12 16:00 | 43781.6667 | 0.12471 | 0.04336 | 2019-11-12 16:00 | 43781.6667 | 0.126 | 0.08234
2019-11-12 17:00 | 43781.7083 | 0.13131 | 0.0449 | 2019-11-12 17:00 | 43781.7083 | 0.16752 | 0.11643
2019-11-12 18:00 | 43781.75 | 0.13686 | 0.05047 | 2019-11-12 18:00 | 43781.75 | 0.1966 | 0.14584
2019-11-12 19:00 | 43781.7917 | 0.13986 | 0.055 | 2019-11-12 19:00 | 43781.7917 | 0.21395 | 0.16056
2019-11-12 20:00 | 43781.8333 | 0.13937 | 0.05751 | 2019-11-12 20:00 | 43781.8333 | 0.23644 | 0.17654
2019-11-12 21:00 | 43781.875 | 0.13448 | 0.05697 | 2019-11-12 21:00 | 43781.875 | 0.21784 | 0.16126
2019-11-12 22:00 | 43781.9167 | 0.06369 | 0.05228 | 2019-11-12 22:00 | 43781.9167 | 0.20294 | 0.14854
2019-11-12 23:00 | 43781.9583 | 0.05987 | 0.04858 | 2019-11-12 23:00 | 43781.9583 | 0.19544 | 0.14157
2019-11-13 | 43782 | 0.05851 | 0.04461 | 2019-11-13 | 43782 | 0.19586 | 0.1419
2019-11-13 01:00 | 43782.0417 | 0.05475 | 0.04278 | 2019-11-13 01:00 | 43782.0417 | 0.18832 | 0.13424
2019-11-13 02:00 | 43782.0833 | 0.05321 | 0.03911 | 2019-11-13 02:00 | 43782.0833 | 0.18317 | 0.12872
2019-11-13 03:00 | 43782.125 | 0.05192 | 0.03781 | 2019-11-13 03:00 | 43782.125 | 0.18161 | 0.12568
2019-11-13 04:00 | 43782.1667 | 0.05244 | 0.03618 | 2019-11-13 04:00 | 43782.1667 | 0.19168 | 0.1328
2019-11-13 05:00 | 43782.2083 | 0.05572 | 0.03668 | 2019-11-13 05:00 | 43782.2083 | 0.19265 | 0.13405
2019-11-13 06:00 | 43782.25 | 0.05762 | 0.03961 | 2019-11-13 06:00 | 43782.25 | 0.1908 | 0.13427
2019-11-13 07:00 | 43782.2917 | 0.07173 | 0.04201 | 2019-11-13 07:00 | 43782.2917 | 0.19893 | 0.1421
2019-11-13 08:00 | 43782.3333 | 0.07295 | 0.05502 | 2019-11-13 08:00 | 43782.3333 | 0.18945 | 0.1364
2019-11-13 09:00 | 43782.375 | 0.06845 | 0.05782 | 2019-11-13 09:00 | 43782.375 | 0.17361 | 0.12621
2019-11-13 10:00 | 43782.4167 | 0.06798 | 0.05465 | 2019-11-13 10:00 | 43782.4167 | 0.15663 | 0.11048
2019-11-13 11:00 | 43782.4583 | 0.06689 | 0.05441 | 2019-11-13 11:00 | 43782.4583 | 0.14697 | 0.10518
2019-11-13 12:00 | 43782.5 | 0.13316 | 0.0534 | 2019-11-13 12:00 | 43782.5 | 0.14539 | 0.10419
2019-11-13 13:00 | 43782.5417 | 0.13016 | 0.05311 | 2019-11-13 13:00 | 43782.5417 | 0.1469 | 0.10523
2019-11-13 14:00 | 43782.5833 | 0.12401 | 0.0505 | 2019-11-13 14:00 | 43782.5833 | 0.14457 | 0.10336
2019-11-13 15:00 | 43782.625 | 0.12326 | 0.04486 | 2019-11-13 15:00 | 43782.625 | 0.14377 | 0.101
2019-11-13 16:00 | 43782.6667 | 0.12309 | 0.04397 | 2019-11-13 16:00 | 43782.6667 | 0.15738 | 0.11016
2019-11-13 17:00 | 43782.7083 | 0.13084 | 0.04397 | 2019-11-13 17:00 | 43782.7083 | 0.18166 | 0.13449
2019-11-13 18:00 | 43782.75 | 0.13865 | 0.05036 | 2019-11-13 18:00 | 43782.75 | 0.21313 | 0.16003
2019-11-13 19:00 | 43782.7917 | 0.13793 | 0.05691 | 2019-11-13 19:00 | 43782.7917 | 0.22575 | 0.16957
2019-11-13 20:00 | 43782.8333 | 0.13834 | 0.05646 | 2019-11-13 20:00 | 43782.8333 | 0.21125 | 0.15764
2019-11-13 21:00 | 43782.875 | 0.13459 | 0.05643 | 2019-11-13 21:00 | 43782.875 | 0.20274 | 0.15017
2019-11-13 22:00 | 43782.9167 | 0.06495 | 0.0525 | 2019-11-13 22:00 | 43782.9167 | 0.20975 | 0.15494
2019-11-13 23:00 | 43782.9583 | 0.06074 | 0.04943 | 2019-11-13 23:00 | 43782.9583 | 0.18776 | 0.13598
2019-11-14 | 43783 | 0.05459 | 0.0454 | 2019-11-14 | 43783 | 0.20949 | 0.14841
2019-11-14 01:00 | 43783.0417 | 0.05295 | 0.03944 | 2019-11-14 01:00 | 43783.0417 | 0.20256 | 0.13981
2019-11-14 02:00 | 43783.0833 | 0.05128 | 0.03772 | 2019-11-14 02:00 | 43783.0833 | 0.18789 | 0.12666
2019-11-14 03:00 | 43783.125 | 0.05051 | 0.03637 | 2019-11-14 03:00 | 43783.125 | 0.18466 | 0.12342
2019-11-14 04:00 | 43783.1667 | 0.05099 | 0.03523 | 2019-11-14 04:00 | 43783.1667 | 0.17733 | 0.11521
2019-11-14 05:00 | 43783.2083 | 0.05366 | 0.03563 | 2019-11-14 05:00 | 43783.2083 | 0.20983 | 0.14302
2019-11-14 06:00 | 43783.25 | 0.05615 | 0.03809 | 2019-11-14 06:00 | 43783.25 | 0.1979 | 0.13983
2019-11-14 07:00 | 43783.2917 | 0.06163 | 0.03966 | 2019-11-14 07:00 | 43783.2917 | 0.20962 | 0.15448
2019-11-14 08:00 | 43783.3333 | 0.0658 | 0.04582 | 2019-11-14 08:00 | 43783.3333 | 0.25133 | 0.16915
2019-11-14 09:00 | 43783.375 | 0.06699 | 0.05145 | 2019-11-14 09:00 | 43783.375 | 0.25166 | 0.17193
2019-11-14 10:00 | 43783.4167 | 0.06056 | 0.05303 | 2019-11-14 10:00 | 43783.4167 | 0.28313 | 0.15899
2019-11-14 11:00 | 43783.4583 | 0.05874 | 0.04745 | 2019-11-14 11:00 | 43783.4583 | 0.27147 | 0.14961
2019-11-14 12:00 | 43783.5 | 0.12314 | 0.04581 | 2019-11-14 12:00 | 43783.5 | 0.26017 | 0.14007
2019-11-14 13:00 | 43783.5417 | 0.12198 | 0.04394 | 2019-11-14 13:00 | 43783.5417 | 0.23431 | 0.11896
2019-11-14 14:00 | 43783.5833 | 0.11969 | 0.0428 | 2019-11-14 14:00 | 43783.5833 | 0.18262 | 0.11491
2019-11-14 15:00 | 43783.625 | 0.11995 | 0.04042 | 2019-11-14 15:00 | 43783.625 | 0.18286 | 0.11466
2019-11-14 16:00 | 43783.6667 | 0.12274 | 0.04035 | 2019-11-14 16:00 | 43783.6667 | 0.19008 | 0.11948
2019-11-14 17:00 | 43783.7083 | 0.12843 | 0.04273 | 2019-11-14 17:00 | 43783.7083 | 0.22559 | 0.14811
2019-11-14 18:00 | 43783.75 | 0.13668 | 0.04771 | 2019-11-14 18:00 | 43783.75 | 0.28047 | 0.15509
2019-11-14 19:00 | 43783.7917 | 0.14099 | 0.05475 | 2019-11-14 19:00 | 43783.7917 | 0.28056 | 0.15507
2019-11-14 20:00 | 43783.8333 | 0.14055 | 0.05865 | 2019-11-14 20:00 | 43783.8333 | 0.28612 | 0.15901
2019-11-14 21:00 | 43783.875 | 0.13695 | 0.05818 | 2019-11-14 21:00 | 43783.875 | 0.27479 | 0.14795
2019-11-14 22:00 | 43783.9167 | 0.06683 | 0.05448 | 2019-11-14 22:00 | 43783.9167 | 0.18715 | 0.11524
2019-11-14 23:00 | 43783.9583 | 0.06162 | 0.05146 | 2019-11-14 23:00 | 43783.9583 | 0.17772 | 0.10701
2019-11-15 | 43784 | 0.05876 | 0.04647 | 2019-11-15 | 43784 | 0.16061 | 0.10932
2019-11-15 01:00 | 43784.0417 | 0.05515 | 0.04292 | 2019-11-15 01:00 | 43784.0417 | 0.14154 | 0.09327
2019-11-15 02:00 | 43784.0833 | 0.05345 | 0.03967 | 2019-11-15 02:00 | 43784.0833 | 0.13745 | 0.08978
2019-11-15 03:00 | 43784.125 | 0.0534 | 0.03842 | 2019-11-15 03:00 | 43784.125 | 0.13771 | 0.08933
2019-11-15 04:00 | 43784.1667 | 0.05292 | 0.03784 | 2019-11-15 04:00 | 43784.1667 | 0.13516 | 0.08642
2019-11-15 05:00 | 43784.2083 | 0.05503 | 0.03745 | 2019-11-15 05:00 | 43784.2083 | 0.13252 | 0.08644
2019-11-15 06:00 | 43784.25 | 0.05597 | 0.03885 | 2019-11-15 06:00 | 43784.25 | 0.13783 | 0.0915
2019-11-15 07:00 | 43784.2917 | 0.0633 | 0.03982 | 2019-11-15 07:00 | 43784.2917 | 0.14598 | 0.10287
2019-11-15 08:00 | 43784.3333 | 0.06458 | 0.04735 | 2019-11-15 08:00 | 43784.3333 | 0.18526 | 0.117
2019-11-15 09:00 | 43784.375 | 0.0674 | 0.04987 | 2019-11-15 09:00 | 43784.375 | 0.18085 | 0.11411
2019-11-15 10:00 | 43784.4167 | 0.06649 | 0.05287 | 2019-11-15 10:00 | 43784.4167 | 0.2121 | 0.10042
2019-11-15 11:00 | 43784.4583 | 0.06548 | 0.05209 | 2019-11-15 11:00 | 43784.4583 | 0.20667 | 0.09528
2019-11-15 12:00 | 43784.5 | 0.12952 | 0.05109 | 2019-11-15 12:00 | 43784.5 | 0.20418 | 0.09388
2019-11-15 13:00 | 43784.5417 | 0.12942 | 0.04883 | 2019-11-15 13:00 | 43784.5417 | 0.20244 | 0.09329
2019-11-15 14:00 | 43784.5833 | 0.12665 | 0.04865 | 2019-11-15 14:00 | 43784.5833 | 0.15601 | 0.09322
2019-11-15 15:00 | 43784.625 | 0.12694 | 0.04586 | 2019-11-15 15:00 | 43784.625 | 0.15854 | 0.09447
2019-11-15 16:00 | 43784.6667 | 0.13021 | 0.04586 | 2019-11-15 16:00 | 43784.6667 | 0.17244 | 0.10418
2019-11-15 17:00 | 43784.7083 | 0.13644 | 0.04883 | 2019-11-15 17:00 | 43784.7083 | 0.19629 | 0.12616
2019-11-15 18:00 | 43784.75 | 0.1422 | 0.0544 | 2019-11-15 18:00 | 43784.75 | 0.26264 | 0.14411
2019-11-15 19:00 | 43784.7917 | 0.14333 | 0.05917 | 2019-11-15 19:00 | 43784.7917 | 0.26825 | 0.1491
2019-11-15 20:00 | 43784.8333 | 0.14084 | 0.06036 | 2019-11-15 20:00 | 43784.8333 | 0.27541 | 0.15399
2019-11-15 21:00 | 43784.875 | 0.13707 | 0.05791 | 2019-11-15 21:00 | 43784.875 | 0.27334 | 0.15143
2019-11-15 22:00 | 43784.9167 | 0.06847 | 0.0541 | 2019-11-15 22:00 | 43784.9167 | 0.20292 | 0.1306
2019-11-15 23:00 | 43784.9583 | 0.06603 | 0.05225 | 2019-11-15 23:00 | 43784.9583 | 0.17431 | 0.10419
2019-11-16 | 43785 | 0.06473 | 0.04943 | 2019-11-16 | 43785 | 0.13166 | 0.08966
2019-11-16 01:00 | 43785.0417 | 0.05982 | 0.04795 | 2019-11-16 01:00 | 43785.0417 | 0.12961 | 0.08631
2019-11-16 02:00 | 43785.0833 | 0.05621 | 0.04335 | 2019-11-16 02:00 | 43785.0833 | 0.12723 | 0.08443
2019-11-16 03:00 | 43785.125 | 0.05505 | 0.03994 | 2019-11-16 03:00 | 43785.125 | 0.12841 | 0.08414
2019-11-16 04:00 | 43785.1667 | 0.05458 | 0.03885 | 2019-11-16 04:00 | 43785.1667 | 0.13103 | 0.0836
2019-11-16 05:00 | 43785.2083 | 0.05581 | 0.03842 | 2019-11-16 05:00 | 43785.2083 | 0.12893 | 0.08408
2019-11-16 06:00 | 43785.25 | 0.05633 | 0.03946 | 2019-11-16 06:00 | 43785.25 | 0.12949 | 0.08845
2019-11-16 07:00 | 43785.2917 | 0.05858 | 0.04 | 2019-11-16 07:00 | 43785.2917 | 0.15424 | 0.11549
2019-11-16 08:00 | 43785.3333 | 0.05901 | 0.04242 | 2019-11-16 08:00 | 43785.3333 | 0.18747 | 0.12381
2019-11-16 09:00 | 43785.375 | 0.06568 | 0.04351 | 2019-11-16 09:00 | 43785.375 | 0.18836 | 0.12528
2019-11-16 10:00 | 43785.4167 | 0.06604 | 0.05002 | 2019-11-16 10:00 | 43785.4167 | 0.21887 | 0.10991
2019-11-16 11:00 | 43785.4583 | 0.06505 | 0.05076 | 2019-11-16 11:00 | 43785.4583 | 0.22074 | 0.10974
2019-11-16 12:00 | 43785.5 | 0.13101 | 0.05002 | 2019-11-16 12:00 | 43785.5 | 0.20876 | 0.09957
2019-11-16 13:00 | 43785.5417 | 0.12919 | 0.04913 | 2019-11-16 13:00 | 43785.5417 | 0.20385 | 0.09501
2019-11-16 14:00 | 43785.5833 | 0.1239 | 0.04751 | 2019-11-16 14:00 | 43785.5833 | 0.15767 | 0.09583
2019-11-16 15:00 | 43785.625 | 0.12052 | 0.04281 | 2019-11-16 15:00 | 43785.625 | 0.1632 | 0.10081
2019-11-16 16:00 | 43785.6667 | 0.12088 | 0.03967 | 2019-11-16 16:00 | 43785.6667 | 0.17456 | 0.11019
2019-11-16 17:00 | 43785.7083 | 0.12822 | 0.03996 | 2019-11-16 17:00 | 43785.7083 | 0.17036 | 0.11021
2019-11-16 18:00 | 43785.75 | 0.13651 | 0.04587 | 2019-11-16 18:00 | 43785.75 | 0.22871 | 0.11903
2019-11-16 19:00 | 43785.7917 | 0.13733 | 0.05332 | 2019-11-16 19:00 | 43785.7917 | 0.2313 | 0.1203
2019-11-16 20:00 | 43785.8333 | 0.13439 | 0.0544 | 2019-11-16 20:00 | 43785.8333 | 0.23391 | 0.12096
2019-11-16 21:00 | 43785.875 | 0.13179 | 0.05165 | 2019-11-16 21:00 | 43785.875 | 0.23489 | 0.12099
2019-11-16 22:00 | 43785.9167 | 0.06475 | 0.04913 | 2019-11-16 22:00 | 43785.9167 | 0.17796 | 0.10928
2019-11-16 23:00 | 43785.9583 | 0.06417 | 0.04873 | 2019-11-16 23:00 | 43785.9583 | 0.15087 | 0.08515
2019-11-17 | 43786 | 0.06122 | 0.0478 | 2019-11-17 | 43786 | 0.08041 | 0.04941
2019-11-17 01:00 | 43786.0417 | 0.05868 | 0.04491 | 2019-11-17 01:00 | 43786.0417 | 0.05424 | 0.02744
2019-11-17 02:00 | 43786.0833 | 0.05602 | 0.04224 | 2019-11-17 02:00 | 43786.0833 | 0.03597 | 0.01337
2019-11-17 03:00 | 43786.125 | 0.05371 | 0.03966 | 2019-11-17 03:00 | 43786.125 | 0.03523 | 0.0091
2019-11-17 04:00 | 43786.1667 | 0.05265 | 0.03733 | 2019-11-17 04:00 | 43786.1667 | 0.03808 | 0.00912
2019-11-17 05:00 | 43786.2083 | 0.05298 | 0.03631 | 2019-11-17 05:00 | 43786.2083 | 0.0595 | 0.02793
2019-11-17 06:00 | 43786.25 | 0.05247 | 0.03646 | 2019-11-17 06:00 | 43786.25 | 0.08817 | 0.05343
2019-11-17 07:00 | 43786.2917 | 0.05311 | 0.03644 | 2019-11-17 07:00 | 43786.2917 | 0.12757 | 0.08878
2019-11-17 08:00 | 43786.3333 | 0.05398 | 0.03726 | 2019-11-17 08:00 | 43786.3333 | 0.15378 | 0.09158
2019-11-17 09:00 | 43786.375 | 0.05631 | 0.03843 | 2019-11-17 09:00 | 43786.375 | 0.14752 | 0.08858
2019-11-17 10:00 | 43786.4167 | 0.05747 | 0.04105 | 2019-11-17 10:00 | 43786.4167 | 0.18185 | 0.07802
2019-11-17 11:00 | 43786.4583 | 0.05832 | 0.043 | 2019-11-17 11:00 | 43786.4583 | 0.17892 | 0.07381
2019-11-17 12:00 | 43786.5 | 0.1255 | 0.04373 | 2019-11-17 12:00 | 43786.5 | 0.17545 | 0.06936
2019-11-17 13:00 | 43786.5417 | 0.12355 | 0.04397 | 2019-11-17 13:00 | 43786.5417 | 0.17437 | 0.06846
2019-11-17 14:00 | 43786.5833 | 0.12219 | 0.04221 | 2019-11-17 14:00 | 43786.5833 | 0.12752 | 0.06944
2019-11-17 15:00 | 43786.625 | 0.12266 | 0.04088 | 2019-11-17 15:00 | 43786.625 | 0.14065 | 0.07913
2019-11-17 16:00 | 43786.6667 | 0.12533 | 0.04088 | 2019-11-17 16:00 | 43786.6667 | 0.15085 | 0.08941
2019-11-17 17:00 | 43786.7083 | 0.13118 | 0.04287 | 2019-11-17 17:00 | 43786.7083 | 0.16334 | 0.10239
2019-11-17 18:00 | 43786.75 | 0.13599 | 0.04796 | 2019-11-17 18:00 | 43786.75 | 0.23887 | 0.12696
2019-11-17 19:00 | 43786.7917 | 0.13861 | 0.05259 | 2019-11-17 19:00 | 43786.7917 | 0.23998 | 0.13032
2019-11-17 20:00 | 43786.8333 | 0.1356 | 0.05498 | 2019-11-17 20:00 | 43786.8333 | 0.24765 | 0.13404
2019-11-17 21:00 | 43786.875 | 0.13322 | 0.05262 | 2019-11-17 21:00 | 43786.875 | 0.25378 | 0.13649
2019-11-17 22:00 | 43786.9167 | 0.06305 | 0.05053 | 2019-11-17 22:00 | 43786.9167 | 0.19706 | 0.12935
2019-11-17 23:00 | 43786.9583 | 0.05852 | 0.0474 | 2019-11-17 23:00 | 43786.9583 | 0.19331 | 0.12581
2019-11-18 | 43787 | 0.05931 | 0.04315 | 2019-11-18 | 43787 | 0.14921 | 0.11183
2019-11-18 01:00 | 43787.0417 | 0.05644 | 0.04309 | 2019-11-18 01:00 | 43787.0417 | 0.1521 | 0.10926
2019-11-18 02:00 | 43787.0833 | 0.05519 | 0.0406 | 2019-11-18 02:00 | 43787.0833 | 0.15917 | 0.11154
2019-11-18 03:00 | 43787.125 | 0.05281 | 0.03955 | 2019-11-18 03:00 | 43787.125 | 0.16157 | 0.11171
2019-11-18 04:00 | 43787.1667 | 0.05137 | 0.03681 | 2019-11-18 04:00 | 43787.1667 | 0.16441 | 0.11259
2019-11-18 05:00 | 43787.2083 | 0.0547 | 0.03554 | 2019-11-18 05:00 | 43787.2083 | 0.16712 | 0.11715
2019-11-18 06:00 | 43787.25 | 0.06175 | 0.03886 | 2019-11-18 06:00 | 43787.25 | 0.162 | 0.11886
2019-11-18 07:00 | 43787.2917 | 0.06694 | 0.04571 | 2019-11-18 07:00 | 43787.2917 | 0.18646 | 0.14407
2019-11-18 08:00 | 43787.3333 | 0.0643 | 0.05156 | 2019-11-18 08:00 | 43787.3333 | 0.32866 | 0.23701
2019-11-18 09:00 | 43787.375 | 0.06504 | 0.05091 | 2019-11-18 09:00 | 43787.375 | 0.1906 | 0.12825
2019-11-18 10:00 | 43787.4167 | 0.06423 | 0.05205 | 2019-11-18 10:00 | 43787.4167 | 0.23099 | 0.1225
2019-11-18 11:00 | 43787.4583 | 0.06306 | 0.05135 | 2019-11-18 11:00 | 43787.4583 | 0.22884 | 0.11944
2019-11-18 12:00 | 43787.5 | 0.12974 | 0.05031 | 2019-11-18 12:00 | 43787.5 | 0.22837 | 0.11943
2019-11-18 13:00 | 43787.5417 | 0.13031 | 0.05033 | 2019-11-18 13:00 | 43787.5417 | 0.21409 | 0.1072
2019-11-18 14:00 | 43787.5833 | 0.1297 | 0.05063 | 2019-11-18 14:00 | 43787.5833 | 0.14403 | 0.08944
2019-11-18 15:00 | 43787.625 | 0.13045 | 0.04986 | 2019-11-18 15:00 | 43787.625 | 0.13552 | 0.08444
2019-11-18 16:00 | 43787.6667 | 0.13255 | 0.05031 | 2019-11-18 16:00 | 43787.6667 | 0.13987 | 0.08711
2019-11-18 17:00 | 43787.7083 | 0.13525 | 0.05209 | 2019-11-18 17:00 | 43787.7083 | 0.16489 | 0.10738
2019-11-18 18:00 | 43787.75 | 0.14227 | 0.0544 | 2019-11-18 18:00 | 43787.75 | 0.21034 | 0.10669
2019-11-18 19:00 | 43787.7917 | 0.14506 | 0.06038 | 2019-11-18 19:00 | 43787.7917 | 0.21355 | 0.10944
2019-11-18 20:00 | 43787.8333 | 0.1447 | 0.06291 | 2019-11-18 20:00 | 43787.8333 | 0.21593 | 0.10944
2019-11-18 21:00 | 43787.875 | 0.14184 | 0.06241 | 2019-11-18 21:00 | 43787.875 | 0.21174 | 0.10516
2019-11-18 22:00 | 43787.9167 | 0.06991 | 0.05901 | 2019-11-18 22:00 | 43787.9167 | 0.16542 | 0.10444
2019-11-18 23:00 | 43787.9583 | 0.06944 | 0.0544 | 2019-11-18 23:00 | 43787.9583 | 0.14275 | 0.08644
2019-11-19 | 43788 | 0.06803 | 0.0536 | 2019-11-19 | 43788 | 0.09146 | 0.06459
2019-11-19 01:00 | 43788.0417 | 0.06457 | 0.05138 | 2019-11-19 01:00 | 43788.0417 | 0.07227 | 0.05258
2019-11-19 02:00 | 43788.0833 | 0.06182 | 0.048 | 2019-11-19 02:00 | 43788.0833 | 0.07301 | 0.05095
2019-11-19 03:00 | 43788.125 | 0.06013 | 0.04574 | 2019-11-19 03:00 | 43788.125 | 0.07414 | 0.05017
2019-11-19 04:00 | 43788.1667 | 0.05957 | 0.04396 | 2019-11-19 04:00 | 43788.1667 | 0.07545 | 0.04992
2019-11-19 05:00 | 43788.2083 | 0.06164 | 0.04344 | 2019-11-19 05:00 | 43788.2083 | 0.07555 | 0.05012
2019-11-19 06:00 | 43788.25 | 0.07324 | 0.0453 | 2019-11-19 06:00 | 43788.25 | 0.0778 | 0.05227
2019-11-19 07:00 | 43788.2917 | 0.07706 | 0.05599 | 2019-11-19 07:00 | 43788.2917 | 0.08383 | 0.06017
2019-11-19 08:00 | 43788.3333 | 0.07536 | 0.05996 | 2019-11-19 08:00 | 43788.3333 | 0.08967 | 0.06143
2019-11-19 09:00 | 43788.375 | 0.07572 | 0.05992 | 2019-11-19 09:00 | 43788.375 | 0.07764 | 0.05268
2019-11-19 10:00 | 43788.4167 | 0.07505 | 0.06082 | 2019-11-19 10:00 | 43788.4167 | 0.07263 | 0.04959
2019-11-19 11:00 | 43788.4583 | 0.07468 | 0.06041 | 2019-11-19 11:00 | 43788.4583 | 0.04437 | 0.02513
2019-11-19 12:00 | 43788.5 | 0.14268 | 0.06003 | 2019-11-19 12:00 | 43788.5 | 0.04125 | 0.02144
2019-11-19 13:00 | 43788.5417 | 0.14335 | 0.061 | 2019-11-19 13:00 | 43788.5417 | 0.05468 | 0.03317
2019-11-19 14:00 | 43788.5833 | 0.14299 | 0.06141 | 2019-11-19 14:00 | 43788.5833 | 0.06539 | 0.04255
2019-11-19 15:00 | 43788.625 | 0.1441 | 0.06076 | 2019-11-19 15:00 | 43788.625 | 0.0699 | 0.04734
2019-11-19 16:00 | 43788.6667 | 0.14436 | 0.06146 | 2019-11-19 16:00 | 43788.6667 | 0.07358 | 0.0521
2019-11-19 17:00 | 43788.7083 | 0.14446 | 0.06161 | 2019-11-19 17:00 | 43788.7083 | 0.12847 | 0.09848
2019-11-19 18:00 | 43788.75 | 0.14766 | 0.0616 | 2019-11-19 18:00 | 43788.75 | 0.14449 | 0.11641
2019-11-19 19:00 | 43788.7917 | 0.14923 | 0.06416 | 2019-11-19 19:00 | 43788.7917 | 0.14917 | 0.11884
2019-11-19 20:00 | 43788.8333 | 0.14799 | 0.0655 | 2019-11-19 20:00 | 43788.8333 | 0.1547 | 0.12212
2019-11-19 21:00 | 43788.875 | 0.14537 | 0.06471 | 2019-11-19 21:00 | 43788.875 | 0.1536 | 0.12083
2019-11-19 22:00 | 43788.9167 | 0.07616 | 0.06146 | 2019-11-19 22:00 | 43788.9167 | 0.14407 | 0.11315
2019-11-19 23:00 | 43788.9583 | 0.07477 | 0.05949 | 2019-11-19 23:00 | 43788.9583 | 0.14416 | 0.1091
2019-11-20 | 43789 | 0.0743 | 0.05793 | 2019-11-20 | 43789 | 0.1328 | 0.09344
2019-11-20 01:00 | 43789.0417 | 0.06878 | 0.0568 | 2019-11-20 01:00 | 43789.0417 | 0.11611 | 0.07966
2019-11-20 02:00 | 43789.0833 | 0.0641 | 0.05171 | 2019-11-20 02:00 | 43789.0833 | 0.09987 | 0.06607
2019-11-20 03:00 | 43789.125 | 0.06186 | 0.04765 | 2019-11-20 03:00 | 43789.125 | 0.0984 | 0.06408
2019-11-20 04:00 | 43789.1667 | 0.06158 | 0.0453 | 2019-11-20 04:00 | 43789.1667 | 0.10115 | 0.06541
2019-11-20 05:00 | 43789.2083 | 0.06143 | 0.04511 | 2019-11-20 05:00 | 43789.2083 | 0.10206 | 0.0671
2019-11-20 06:00 | 43789.25 | 0.07248 | 0.04531 | 2019-11-20 06:00 | 43789.25 | 0.13098 | 0.08943
2019-11-20 07:00 | 43789.2917 | 0.0812 | 0.05531 | 2019-11-20 07:00 | 43789.2917 | 0.1395 | 0.09738
2019-11-20 08:00 | 43789.3333 | 0.07903 | 0.06287 | 2019-11-20 08:00 | 43789.3333 | 0.14156 | 0.09921
2019-11-20 09:00 | 43789.375 | 0.07891 | 0.06287 | 2019-11-20 09:00 | 43789.375 | 0.13973 | 0.10112
2019-11-20 10:00 | 43789.4167 | 0.07844 | 0.06361 | 2019-11-20 10:00 | 43789.4167 | 0.13971 | 0.09938
2019-11-20 11:00 | 43789.4583 | 0.07782 | 0.06349 | 2019-11-20 11:00 | 43789.4583 | 0.13195 | 0.09444
2019-11-20 12:00 | 43789.5 | 0.14377 | 0.06286 | 2019-11-20 12:00 | 43789.5 | 0.12448 | 0.0876
2019-11-20 13:00 | 43789.5417 | 0.14299 | 0.06208 | 2019-11-20 13:00 | 43789.5417 | 0.1274 | 0.08939
2019-11-20 14:00 | 43789.5833 | 0.1417 | 0.06128 | 2019-11-20 14:00 | 43789.5833 | 0.11191 | 0.07785
2019-11-20 15:00 | 43789.625 | 0.143 | 0.05968 | 2019-11-20 15:00 | 43789.625 | 0.09854 | 0.06646
2019-11-20 16:00 | 43789.6667 | 0.1434 | 0.06055 | 2019-11-20 16:00 | 43789.6667 | 0.14053 | 0.09904
2019-11-20 17:00 | 43789.7083 | 0.14404 | 0.06089 | 2019-11-20 17:00 | 43789.7083 | 0.14507 | 0.10902
2019-11-20 18:00 | 43789.75 | 0.14713 | 0.06113 | 2019-11-20 18:00 | 43789.75 | 0.15831 | 0.12076
2019-11-20 19:00 | 43789.7917 | 0.14807 | 0.06386 | 2019-11-20 19:00 | 43789.7917 | 0.19149 | 0.14905
2019-11-20 20:00 | 43789.8333 | 0.14431 | 0.06478 | 2019-11-20 20:00 | 43789.8333 | 0.20248 | 0.15668
2019-11-20 21:00 | 43789.875 | 0.14336 | 0.06164 | 2019-11-20 21:00 | 43789.875 | 0.17622 | 0.13377
2019-11-20 22:00 | 43789.9167 | 0.07066 | 0.05982 | 2019-11-20 22:00 | 43789.9167 | 0.14646 | 0.11007
2019-11-20 23:00 | 43789.9583 | 0.06722 | 0.05469 | 2019-11-20 23:00 | 43789.9583 | 0.12528 | 0.09039
2019-11-21 | 43790 | 0.06329 | 0.05132 | 2019-11-21 | 43790 | 0.13759 | 0.09554
2019-11-21 01:00 | 43790.0417 | 0.05909 | 0.04774 | 2019-11-21 01:00 | 43790.0417 | 0.1001 | 0.06704
2019-11-21 02:00 | 43790.0833 | 0.05755 | 0.044 | 2019-11-21 02:00 | 43790.0833 | 0.08774 | 0.05826
2019-11-21 03:00 | 43790.125 | 0.05657 | 0.04255 | 2019-11-21 03:00 | 43790.125 | 0.07957 | 0.05141
2019-11-21 04:00 | 43790.1667 | 0.05601 | 0.04136 | 2019-11-21 04:00 | 43790.1667 | 0.08098 | 0.04985
2019-11-21 05:00 | 43790.2083 | 0.05865 | 0.04089 | 2019-11-21 05:00 | 43790.2083 | 0.08022 | 0.05081
2019-11-21 06:00 | 43790.25 | 0.06457 | 0.0434 | 2019-11-21 06:00 | 43790.25 | 0.08378 | 0.05944
2019-11-21 07:00 | 43790.2917 | 0.07596 | 0.04889 | 2019-11-21 07:00 | 43790.2917 | 0.1266 | 0.09637
2019-11-21 08:00 | 43790.3333 | 0.07609 | 0.05937 | 2019-11-21 08:00 | 43790.3333 | 0.15069 | 0.09973
2019-11-21 09:00 | 43790.375 | 0.0772 | 0.06039 | 2019-11-21 09:00 | 43790.375 | 0.1522 | 0.10063
2019-11-21 10:00 | 43790.4167 | 0.0766 | 0.06192 | 2019-11-21 10:00 | 43790.4167 | 0.1966 | 0.09748
2019-11-21 11:00 | 43790.4583 | 0.07641 | 0.06148 | 2019-11-21 11:00 | 43790.4583 | 0.19695 | 0.09644
2019-11-21 12:00 | 43790.5 | 0.14236 | 0.06131 | 2019-11-21 12:00 | 43790.5 | 0.19887 | 0.09707
2019-11-21 13:00 | 43790.5417 | 0.1417 | 0.06045 | 2019-11-21 13:00 | 43790.5417 | 0.19709 | 0.09623
2019-11-21 14:00 | 43790.5833 | 0.14132 | 0.05971 | 2019-11-21 14:00 | 43790.5833 | 0.12844 | 0.07902
2019-11-21 15:00 | 43790.625 | 0.14237 | 0.05897 | 2019-11-21 15:00 | 43790.625 | 0.11514 | 0.06716
2019-11-21 16:00 | 43790.6667 | 0.14505 | 0.05952 | 2019-11-21 16:00 | 43790.6667 | 0.11818 | 0.06708
2019-11-21 17:00 | 43790.7083 | 0.14748 | 0.06157 | 2019-11-21 17:00 | 43790.7083 | 0.13042 | 0.07941
2019-11-21 18:00 | 43790.75 | 0.14912 | 0.06362 | 2019-11-21 18:00 | 43790.75 | 0.19876 | 0.0974
2019-11-21 19:00 | 43790.7917 | 0.14758 | 0.06523 | 2019-11-21 19:00 | 43790.7917 | 0.19489 | 0.09391
2019-11-21 20:00 | 43790.8333 | 0.14347 | 0.06449 | 2019-11-21 20:00 | 43790.8333 | 0.19497 | 0.0942
2019-11-21 21:00 | 43790.875 | 0.14274 | 0.06096 | 2019-11-21 21:00 | 43790.875 | 0.20037 | 0.09678
2019-11-21 22:00 | 43790.9167 | 0.06718 | 0.05968 | 2019-11-21 22:00 | 43790.9167 | 0.1193 | 0.06686
2019-11-21 23:00 | 43790.9583 | 0.06263 | 0.05192 | 2019-11-21 23:00 | 43790.9583 | 0.1042 | 0.0512
2019-11-22 | 43791 | 0.06721 | 0.04799 | 2019-11-22 | 43791 | 0.07441 | 0.04924
2019-11-22 01:00 | 43791.0417 | 0.06354 | 0.05039 | 2019-11-22 01:00 | 43791.0417 | 0.07315 | 0.0476
2019-11-22 02:00 | 43791.0833 | 0.05423 | 0.04624 | 2019-11-22 02:00 | 43791.0833 | 0.07522 | 0.04748
2019-11-22 03:00 | 43791.125 | 0.05374 | 0.03895 | 2019-11-22 03:00 | 43791.125 | 0.07675 | 0.04664
2019-11-22 04:00 | 43791.1667 | 0.05116 | 0.03802 | 2019-11-22 04:00 | 43791.1667 | 0.07963 | 0.04664
2019-11-22 05:00 | 43791.2083 | 0.05387 | 0.03574 | 2019-11-22 05:00 | 43791.2083 | 0.07865 | 0.04834
2019-11-22 06:00 | 43791.25 | 0.06364 | 0.03812 | 2019-11-22 06:00 | 43791.25 | 0.07948 | 0.05248
2019-11-22 07:00 | 43791.2917 | 0.06795 | 0.0474 | 2019-11-22 07:00 | 43791.2917 | 0.11836 | 0.08935
2019-11-22 08:00 | 43791.3333 | 0.06797 | 0.05206 | 2019-11-22 08:00 | 43791.3333 | 0.15537 | 0.09896
2019-11-22 09:00 | 43791.375 | 0.06829 | 0.05339 | 2019-11-22 09:00 | 43791.375 | 0.15419 | 0.09854
2019-11-22 10:00 | 43791.4167 | 0.06716 | 0.05386 | 2019-11-22 10:00 | 43791.4167 | 0.18345 | 0.08337
2019-11-22 11:00 | 43791.4583 | 0.06618 | 0.05283 | 2019-11-22 11:00 | 43791.4583 | 0.16155 | 0.06581
2019-11-22 12:00 | 43791.5 | 0.13113 | 0.05185 | 2019-11-22 12:00 | 43791.5 | 0.15641 | 0.06214
2019-11-22 13:00 | 43791.5417 | 0.1302 | 0.0503 | 2019-11-22 13:00 | 43791.5417 | 0.15319 | 0.05994
2019-11-22 14:00 | 43791.5833 | 0.12481 | 0.04935 | 2019-11-22 14:00 | 43791.5833 | 0.10846 | 0.06144
2019-11-22 15:00 | 43791.625 | 0.12273 | 0.04433 | 2019-11-22 15:00 | 43791.625 | 0.11605 | 0.06581
2019-11-22 16:00 | 43791.6667 | 0.12156 | 0.04231 | 2019-11-22 16:00 | 43791.6667 | 0.13249 | 0.07895
2019-11-22 17:00 | 43791.7083 | 0.12439 | 0.04134 | 2019-11-22 17:00 | 43791.7083 | 0.15364 | 0.09795
2019-11-22 18:00 | 43791.75 | 0.13122 | 0.04433 | 2019-11-22 18:00 | 43791.75 | 0.20233 | 0.10175
2019-11-22 19:00 | 43791.7917 | 0.13146 | 0.05051 | 2019-11-22 19:00 | 43791.7917 | 0.20809 | 0.10629
2019-11-22 20:00 | 43791.8333 | 0.12895 | 0.05058 | 2019-11-22 20:00 | 43791.8333 | 0.20929 | 0.10666
2019-11-22 21:00 | 43791.875 | 0.12283 | 0.04811 | 2019-11-22 21:00 | 43791.875 | 0.20088 | 0.0988
2019-11-22 22:00 | 43791.9167 | 0.05911 | 0.04237 | 2019-11-22 22:00 | 43791.9167 | 0.13079 | 0.07899
2019-11-22 23:00 | 43791.9583 | 0.05641 | 0.04403 | 2019-11-22 23:00 | 43791.9583 | 0.09954 | 0.05004
2019-11-23 | 43792 | 0.04957 | 0.04106 | 2019-11-23 | 43792 | 0.09352 | 0.06931
2019-11-23 01:00 | 43792.0417 | 0.04464 | 0.03536 | 2019-11-23 01:00 | 43792.0417 | 0.0226 | 0.01582
2019-11-23 02:00 | 43792.0833 | 0.04229 | 0.03083 | 2019-11-23 02:00 | 43792.0833 | 0.01705 | 0.00925
2019-11-23 03:00 | 43792.125 | 0.04092 | 0.02903 | 2019-11-23 03:00 | 43792.125 | 0.01219 | 0.00332
2019-11-23 04:00 | 43792.1667 | 0.03878 | 0.02712 | 2019-11-23 04:00 | 43792.1667 | 0.01168 | 0.00332
2019-11-23 05:00 | 43792.2083 | 0.03892 | 0.02517 | 2019-11-23 05:00 | 43792.2083 | 0.0128 | 0.00711
2019-11-23 06:00 | 43792.25 | 0.04278 | 0.02536 | 2019-11-23 06:00 | 43792.25 | 0.06243 | 0.04527
2019-11-23 07:00 | 43792.2917 | 0.04673 | 0.02901 | 2019-11-23 07:00 | 43792.2917 | 0.11239 | 0.08567
2019-11-23 08:00 | 43792.3333 | 0.04377 | 0.03197 | 2019-11-23 08:00 | 43792.3333 | 0.15097 | 0.09544
2019-11-23 09:00 | 43792.375 | 0.04914 | 0.02987 | 2019-11-23 09:00 | 43792.375 | 0.15493 | 0.09728
2019-11-23 10:00 | 43792.4167 | 0.04866 | 0.03545 | 2019-11-23 10:00 | 43792.4167 | 0.2015 | 0.09522
2019-11-23 11:00 | 43792.4583 | 0.04926 | 0.03584 | 2019-11-23 11:00 | 43792.4583 | 0.20251 | 0.0958
2019-11-23 12:00 | 43792.5 | 0.11498 | 0.03564 | 2019-11-23 12:00 | 43792.5 | 0.20424 | 0.09729
2019-11-23 13:00 | 43792.5417 | 0.11512 | 0.03535 | 2019-11-23 13:00 | 43792.5417 | 0.20694 | 0.09939
2019-11-23 14:00 | 43792.5833 | 0.1153 | 0.03547 | 2019-11-23 14:00 | 43792.5833 | 0.16304 | 0.10138
2019-11-23 15:00 | 43792.625 | 0.11521 | 0.03533 | 2019-11-23 15:00 | 43792.625 | 0.17495 | 0.11023
2019-11-23 16:00 | 43792.6667 | 0.11593 | 0.03512 | 2019-11-23 16:00 | 43792.6667 | 0.19694 | 0.12911
2019-11-23 17:00 | 43792.7083 | 0.12208 | 0.03578 | 2019-11-23 17:00 | 43792.7083 | 0.20286 | 0.13404
2019-11-23 18:00 | 43792.75 | 0.13116 | 0.04045 | 2019-11-23 18:00 | 43792.75 | 0.25533 | 0.13954
2019-11-23 19:00 | 43792.7917 | 0.13559 | 0.04872 | 2019-11-23 19:00 | 43792.7917 | 0.26688 | 0.14817
2019-11-23 20:00 | 43792.8333 | 0.13317 | 0.05276 | 2019-11-23 20:00 | 43792.8333 | 0.28381 | 0.15958
2019-11-23 21:00 | 43792.875 | 0.13136 | 0.0503 | 2019-11-23 21:00 | 43792.875 | 0.27259 | 0.14958
2019-11-23 22:00 | 43792.9167 | 0.06291 | 0.04872 | 2019-11-23 22:00 | 43792.9167 | 0.21864 | 0.14159
2019-11-23 23:00 | 43792.9583 | 0.06014 | 0.047 | 2019-11-23 23:00 | 43792.9583 | 0.19991 | 0.12478
2019-11-24 | 43793 | 0.05913 | 0.04432 | 2019-11-24 | 43793 | 0.21004 | 0.14257
2019-11-24 01:00 | 43793.0417 | 0.0567 | 0.04248 | 2019-11-24 01:00 | 43793.0417 | 0.1871 | 0.12073
2019-11-24 02:00 | 43793.0833 | 0.05098 | 0.03979 | 2019-11-24 02:00 | 43793.0833 | 0.18254 | 0.11554
2019-11-24 03:00 | 43793.125 | 0.04805 | 0.03514 | 2019-11-24 03:00 | 43793.125 | 0.17729 | 0.11146
2019-11-24 04:00 | 43793.1667 | 0.04593 | 0.03178 | 2019-11-24 04:00 | 43793.1667 | 0.17613 | 0.11041
2019-11-24 05:00 | 43793.2083 | 0.04597 | 0.0298 | 2019-11-24 05:00 | 43793.2083 | 0.17125 | 0.11041
2019-11-24 06:00 | 43793.25 | 0.0487 | 0.02993 | 2019-11-24 06:00 | 43793.25 | 0.18307 | 0.12414
2019-11-24 07:00 | 43793.2917 | 0.05143 | 0.03259 | 2019-11-24 07:00 | 43793.2917 | 0.20266 | 0.14441
2019-11-24 08:00 | 43793.3333 | 0.05037 | 0.03517 | 2019-11-24 08:00 | 43793.3333 | 0.21631 | 0.13488
2019-11-24 09:00 | 43793.375 | 0.05421 | 0.03538 | 2019-11-24 09:00 | 43793.375 | 0.20926 | 0.13105
2019-11-24 10:00 | 43793.4167 | 0.05873 | 0.03931 | 2019-11-24 10:00 | 43793.4167 | 0.24428 | 0.12072
2019-11-24 11:00 | 43793.4583 | 0.05912 | 0.04396 | 2019-11-24 11:00 | 43793.4583 | 0.23429 | 0.11416
2019-11-24 12:00 | 43793.5 | 0.12703 | 0.04432 | 2019-11-24 12:00 | 43793.5 | 0.2367 | 0.11559
2019-11-24 13:00 | 43793.5417 | 0.1234 | 0.04516 | 2019-11-24 13:00 | 43793.5417 | 0.24158 | 0.11903
2019-11-24 14:00 | 43793.5833 | 0.12078 | 0.04183 | 2019-11-24 14:00 | 43793.5833 | 0.19646 | 0.11962
2019-11-24 15:00 | 43793.625 | 0.12315 | 0.03982 | 2019-11-24 15:00 | 43793.625 | 0.20937 | 0.12944
2019-11-24 16:00 | 43793.6667 | 0.12728 | 0.04144 | 2019-11-24 16:00 | 43793.6667 | 0.23292 | 0.14808
2019-11-24 17:00 | 43793.7083 | 0.12953 | 0.04482 | 2019-11-24 17:00 | 43793.7083 | 0.23818 | 0.15245
2019-11-24 18:00 | 43793.75 | 0.1324 | 0.04657 | 2019-11-24 18:00 | 43793.75 | 0.29808 | 0.16354
2019-11-24 19:00 | 43793.7917 | 0.13434 | 0.04985 | 2019-11-24 19:00 | 43793.7917 | 0.33085 | 0.18944
2019-11-24 20:00 | 43793.8333 | 0.13214 | 0.05164 | 2019-11-24 20:00 | 43793.8333 | 0.3391 | 0.1952
2019-11-24 21:00 | 43793.875 | 0.1273 | 0.04981 | 2019-11-24 21:00 | 43793.875 | 0.33143 | 0.18643
2019-11-24 22:00 | 43793.9167 | 0.05964 | 0.04551 | 2019-11-24 22:00 | 43793.9167 | 0.24457 | 0.15132
2019-11-24 23:00 | 43793.9583 | 0.0548 | 0.04444 | 2019-11-24 23:00 | 43793.9583 | 0.2367 | 0.14
2019-11-25 | 43794 | 0.0527 | 0.03961 | 2019-11-25 | 43794 | 0.23527 | 0.14827
2019-11-25 01:00 | 43794.0417 | 0.05064 | 0.038 | 2019-11-25 01:00 | 43794.0417 | 0.21687 | 0.13044
2019-11-25 02:00 | 43794.0833 | 0.05062 | 0.03615 | 2019-11-25 02:00 | 43794.0833 | 0.19791 | 0.1148
2019-11-25 03:00 | 43794.125 | 0.0505 | 0.03588 | 2019-11-25 03:00 | 43794.125 | 0.18532 | 0.1075
2019-11-25 04:00 | 43794.1667 | 0.05041 | 0.03526 | 2019-11-25 04:00 | 43794.1667 | 0.18098 | 0.10545
2019-11-25 05:00 | 43794.2083 | 0.0527 | 0.03522 | 2019-11-25 05:00 | 43794.2083 | 0.18458 | 0.10948
2019-11-25 06:00 | 43794.25 | 0.05573 | 0.03762 | 2019-11-25 06:00 | 43794.25 | 0.19206 | 0.11955
2019-11-25 07:00 | 43794.2917 | 0.06427 | 0.03974 | 2019-11-25 07:00 | 43794.2917 | 0.21391 | 0.14444
2019-11-25 08:00 | 43794.3333 | 0.06544 | 0.04923 | 2019-11-25 08:00 | 43794.3333 | 0.24976 | 0.15568
2019-11-25 09:00 | 43794.375 | 0.06554 | 0.05102 | 2019-11-25 09:00 | 43794.375 | 0.2437 | 0.15419
2019-11-25 10:00 | 43794.4167 | 0.06541 | 0.05157 | 2019-11-25 10:00 | 43794.4167 | 0.29369 | 0.15834
2019-11-25 11:00 | 43794.4583 | 0.06438 | 0.0516 | 2019-11-25 11:00 | 43794.4583 | 0.28157 | 0.15044
2019-11-25 12:00 | 43794.5 | 0.13082 | 0.0506 | 2019-11-25 12:00 | 43794.5 | 0.25145 | 0.12536
2019-11-25 13:00 | 43794.5417 | 0.13101 | 0.05036 | 2019-11-25 13:00 | 43794.5417 | 0.24022 | 0.11735
2019-11-25 14:00 | 43794.5833 | 0.13044 | 0.05033 | 2019-11-25 14:00 | 43794.5833 | 0.17734 | 0.10585
2019-11-25 15:00 | 43794.625 | 0.13117 | 0.04952 | 2019-11-25 15:00 | 43794.625 | 0.18043 | 0.10887
2019-11-25 16:00 | 43794.6667 | 0.13298 | 0.04988 | 2019-11-25 16:00 | 43794.6667 | 0.22669 | 0.14287
2019-11-25 17:00 | 43794.7083 | 0.13461 | 0.0516 | 2019-11-25 17:00 | 43794.7083 | 0.25747 | 0.16444
2019-11-25 18:00 | 43794.75 | 0.1393 | 0.05308 | 2019-11-25 18:00 | 43794.75 | 0.30604 | 0.16606
2019-11-25 19:00 | 43794.7917 | 0.13963 | 0.05739 | 2019-11-25 19:00 | 43794.7917 | 0.32073 | 0.17634
2019-11-25 20:00 | 43794.8333 | 0.135 | 0.05788 | 2019-11-25 20:00 | 43794.8333 | 0.33054 | 0.18232
2019-11-25 21:00 | 43794.875 | 0.13106 | 0.05371 | 2019-11-25 21:00 | 43794.875 | 0.31719 | 0.17104
2019-11-25 22:00 | 43794.9167 | 0.06156 | 0.04987 | 2019-11-25 22:00 | 43794.9167 | 0.25667 | 0.15835
2019-11-25 23:00 | 43794.9583 | 0.05766 | 0.04697 | 2019-11-25 23:00 | 43794.9583 | 0.26208 | 0.15589
2019-11-26 | 43795 | 0.05319 | 0.04311 | 2019-11-26 | 43795 | 0.21345 | 0.13637
2019-11-26 01:00 | 43795.0417 | 0.05285 | 0.03876 | 2019-11-26 01:00 | 43795.0417 | 0.17747 | 0.10405
2019-11-26 02:00 | 43795.0833 | 0.05003 | 0.03813 | 2019-11-26 02:00 | 43795.0833 | 0.18936 | 0.11003
2019-11-26 03:00 | 43795.125 | 0.04993 | 0.03593 | 2019-11-26 03:00 | 43795.125 | 0.18582 | 0.10415
2019-11-26 04:00 | 43795.1667 | 0.0502 | 0.0356 | 2019-11-26 04:00 | 43795.1667 | 0.18531 | 0.10347
2019-11-26 05:00 | 43795.2083 | 0.05282 | 0.03567 | 2019-11-26 05:00 | 43795.2083 | 0.18464 | 0.10374
2019-11-26 06:00 | 43795.25 | 0.06035 | 0.0377 | 2019-11-26 06:00 | 43795.25 | 0.20484 | 0.11998
2019-11-26 07:00 | 43795.2917 | 0.06875 | 0.04478 | 2019-11-26 07:00 | 43795.2917 | 0.20301 | 0.12398
2019-11-26 08:00 | 43795.3333 | 0.06966 | 0.05282 | 2019-11-26 08:00 | 43795.3333 | 0.20921 | 0.13471
2019-11-26 09:00 | 43795.375 | 0.069 | 0.05459 | 2019-11-26 09:00 | 43795.375 | 0.20219 | 0.1383
2019-11-26 10:00 | 43795.4167 | 0.06435 | 0.05444 | 2019-11-26 10:00 | 43795.4167 | 0.17825 | 0.11946
2019-11-26 11:00 | 43795.4583 | 0.06239 | 0.0504 | 2019-11-26 11:00 | 43795.4583 | 0.15653 | 0.10343
2019-11-26 12:00 | 43795.5 | 0.12769 | 0.04853 | 2019-11-26 12:00 | 43795.5 | 0.1575 | 0.10191
2019-11-26 13:00 | 43795.5417 | 0.12774 | 0.04745 | 2019-11-26 13:00 | 43795.5417 | 0.16022 | 0.10424
2019-11-26 14:00 | 43795.5833 | 0.12561 | 0.04736 | 2019-11-26 14:00 | 43795.5833 | 0.15981 | 0.10378
2019-11-26 15:00 | 43795.625 | 0.12404 | 0.04516 | 2019-11-26 15:00 | 43795.625 | 0.16258 | 0.10376
2019-11-26 16:00 | 43795.6667 | 0.12544 | 0.04351 | 2019-11-26 16:00 | 43795.6667 | 0.20993 | 0.14222
2019-11-26 17:00 | 43795.7083 | 0.12771 | 0.0448 | 2019-11-26 17:00 | 43795.7083 | 0.23079 | 0.15333
2019-11-26 18:00 | 43795.75 | 0.12952 | 0.04674 | 2019-11-26 18:00 | 43795.75 | 0.24918 | 0.16852
2019-11-26 19:00 | 43795.7917 | 0.13087 | 0.04835 | 2019-11-26 19:00 | 43795.7917 | 0.25275 | 0.17008
2019-11-26 20:00 | 43795.8333 | 0.1281 | 0.04933 | 2019-11-26 20:00 | 43795.8333 | 0.26075 | 0.17402
2019-11-26 21:00 | 43795.875 | 0.1243 | 0.04736 | 2019-11-26 21:00 | 43795.875 | 0.25752 | 0.16971
2019-11-26 22:00 | 43795.9167 | 0.05675 | 0.04339 | 2019-11-26 22:00 | 43795.9167 | 0.24233 | 0.1547
2019-11-26 23:00 | 43795.9583 | 0.052 | 0.04214 | 2019-11-26 23:00 | 43795.9583 | 0.24268 | 0.1488
2019-11-27 | 43796 | 0.05149 | 0.0376 | 2019-11-27 | 43796 | 0.23458 | 0.13818
2019-11-27 01:00 | 43796.0417 | 0.05084 | 0.03604 | 2019-11-27 01:00 | 43796.0417 | 0.23224 | 0.13292
2019-11-27 02:00 | 43796.0833 | 0.04811 | 0.03518 | 2019-11-27 02:00 | 43796.0833 | 0.22367 | 0.12037
2019-11-27 03:00 | 43796.125 | 0.04559 | 0.03271 | 2019-11-27 03:00 | 43796.125 | 0.19753 | 0.09863
2019-11-27 04:00 | 43796.1667 | 0.04721 | 0.03009 | 2019-11-27 04:00 | 43796.1667 | 0.1992 | 0.09861
2019-11-27 05:00 | 43796.2083 | 0.04987 | 0.03151 | 2019-11-27 05:00 | 43796.2083 | 0.19754 | 0.09859
2019-11-27 06:00 | 43796.25 | 0.05295 | 0.03385 | 2019-11-27 06:00 | 43796.25 | 0.1951 | 0.10035
2019-11-27 07:00 | 43796.2917 | 0.06235 | 0.03694 | 2019-11-27 07:00 | 43796.2917 | 0.2046 | 0.11086
2019-11-27 08:00 | 43796.3333 | 0.06472 | 0.04617 | 2019-11-27 08:00 | 43796.3333 | 0.19553 | 0.1071
2019-11-27 09:00 | 43796.375 | 0.06181 | 0.05037 | 2019-11-27 09:00 | 43796.375 | 0.1728 | 0.09998
2019-11-27 10:00 | 43796.4167 | 0.05752 | 0.04837 | 2019-11-27 10:00 | 43796.4167 | 0.15438 | 0.09444
2019-11-27 11:00 | 43796.4583 | 0.0567 | 0.04502 | 2019-11-27 11:00 | 43796.4583 | 0.14711 | 0.09144
2019-11-27 12:00 | 43796.5 | 0.12283 | 0.04414 | 2019-11-27 12:00 | 43796.5 | 0.14677 | 0.09181
2019-11-27 13:00 | 43796.5417 | 0.12269 | 0.04388 | 2019-11-27 13:00 | 43796.5417 | 0.15462 | 0.09867
2019-11-27 14:00 | 43796.5833 | 0.12263 | 0.04363 | 2019-11-27 14:00 | 43796.5833 | 0.15541 | 0.09928
2019-11-27 15:00 | 43796.625 | 0.12326 | 0.04341 | 2019-11-27 15:00 | 43796.625 | 0.15996 | 0.09944
2019-11-27 16:00 | 43796.6667 | 0.12365 | 0.04366 | 2019-11-27 16:00 | 43796.6667 | 0.18338 | 0.11242
2019-11-27 17:00 | 43796.7083 | 0.127 | 0.04413 | 2019-11-27 17:00 | 43796.7083 | 0.22264 | 0.14439
2019-11-27 18:00 | 43796.75 | 0.13008 | 0.04694 | 2019-11-27 18:00 | 43796.75 | 0.22577 | 0.15568
2019-11-27 19:00 | 43796.7917 | 0.13019 | 0.04985 | 2019-11-27 19:00 | 43796.7917 | 0.22606 | 0.156
2019-11-27 20:00 | 43796.8333 | 0.12631 | 0.05004 | 2019-11-27 20:00 | 43796.8333 | 0.22411 | 0.15344
2019-11-27 21:00 | 43796.875 | 0.1255 | 0.04636 | 2019-11-27 21:00 | 43796.875 | 0.21441 | 0.14515
2019-11-27 22:00 | 43796.9167 | 0.0555 | 0.04484 | 2019-11-27 22:00 | 43796.9167 | 0.20227 | 0.13444
2019-11-27 23:00 | 43796.9583 | 0.05074 | 0.04138 | 2019-11-27 23:00 | 43796.9583 | 0.16981 | 0.10803
2019-11-28 | 43797 | 0.04649 | 0.03687 | 2019-11-28 | 43797 | 0.16697 | 0.09922
2019-11-28 01:00 | 43797.0417 | 0.04196 | 0.03159 | 2019-11-28 01:00 | 43797.0417 | 0.16127 | 0.09181
2019-11-28 02:00 | 43797.0833 | 0.03272 | 0.02748 | 2019-11-28 02:00 | 43797.0833 | 0.1516 | 0.08941
2019-11-28 03:00 | 43797.125 | 0.02503 | 0.01915 | 2019-11-28 03:00 | 43797.125 | 0.15096 | 0.08562
2019-11-28 04:00 | 43797.1667 | 0.03014 | 0.01227 | 2019-11-28 04:00 | 43797.1667 | 0.14141 | 0.07902
2019-11-28 05:00 | 43797.2083 | 0.04121 | 0.01652 | 2019-11-28 05:00 | 43797.2083 | 0.13007 | 0.07642
2019-11-28 06:00 | 43797.25 | 0.0517 | 0.02629 | 2019-11-28 06:00 | 43797.25 | 0.14037 | 0.08772
2019-11-28 07:00 | 43797.2917 | 0.05954 | 0.03578 | 2019-11-28 07:00 | 43797.2917 | 0.14967 | 0.09802
2019-11-28 08:00 | 43797.3333 | 0.05998 | 0.0441 | 2019-11-28 08:00 | 43797.3333 | 0.19596 | 0.11944
2019-11-28 09:00 | 43797.375 | 0.05984 | 0.04635 | 2019-11-28 09:00 | 43797.375 | 0.16597 | 0.09835
2019-11-28 10:00 | 43797.4167 | 0.05799 | 0.04656 | 2019-11-28 10:00 | 43797.4167 | 0.20035 | 0.08945
2019-11-28 11:00 | 43797.4583 | 0.05706 | 0.04491 | 2019-11-28 11:00 | 43797.4583 | 0.1942 | 0.08729
2019-11-28 12:00 | 43797.5 | 0.12321 | 0.04403 | 2019-11-28 12:00 | 43797.5 | 0.18288 | 0.07877
2019-11-28 13:00 | 43797.5417 | 0.12358 | 0.04381 | 2019-11-28 13:00 | 43797.5417 | 0.16563 | 0.06548
2019-11-28 14:00 | 43797.5833 | 0.12272 | 0.04401 | 2019-11-28 14:00 | 43797.5833 | 0.11819 | 0.06542
2019-11-28 15:00 | 43797.625 | 0.12365 | 0.04292 | 2019-11-28 15:00 | 43797.625 | 0.1372 | 0.07964
2019-11-28 16:00 | 43797.6667 | 0.12476 | 0.04345 | 2019-11-28 16:00 | 43797.6667 | 0.15879 | 0.09084
2019-11-28 17:00 | 43797.7083 | 0.13191 | 0.04445 | 2019-11-28 17:00 | 43797.7083 | 0.18418 | 0.11052
2019-11-28 18:00 | 43797.75 | 0.13519 | 0.05063 | 2019-11-28 18:00 | 43797.75 | 0.27008 | 0.13981
2019-11-28 19:00 | 43797.7917 | 0.13649 | 0.05375 | 2019-11-28 19:00 | 43797.7917 | 0.28155 | 0.14979
2019-11-28 20:00 | 43797.8333 | 0.13257 | 0.05512 | 2019-11-28 20:00 | 43797.8333 | 0.30444 | 0.16523
2019-11-28 21:00 | 43797.875 | 0.12715 | 0.05166 | 2019-11-28 21:00 | 43797.875 | 0.29598 | 0.15544
2019-11-28 22:00 | 43797.9167 | 0.05895 | 0.04641 | 2019-11-28 22:00 | 43797.9167 | 0.23454 | 0.13884
2019-11-28 23:00 | 43797.9583 | 0.05789 | 0.04461 | 2019-11-28 23:00 | 43797.9583 | 0.21929 | 0.1243
2019-11-29 | 43798 | 0.05575 | 0.0435 | 2019-11-29 | 43798 | 0.18871 | 0.10943
2019-11-29 01:00 | 43798.0417 | 0.05184 | 0.03991 | 2019-11-29 01:00 | 43798.0417 | 0.17382 | 0.09681
2019-11-29 02:00 | 43798.0833 | 0.04818 | 0.03615 | 2019-11-29 02:00 | 43798.0833 | 0.17173 | 0.09351
2019-11-29 03:00 | 43798.125 | 0.04878 | 0.03305 | 2019-11-29 03:00 | 43798.125 | 0.17431 | 0.09244
2019-11-29 04:00 | 43798.1667 | 0.0491 | 0.03303 | 2019-11-29 04:00 | 43798.1667 | 0.1728 | 0.09146
2019-11-29 05:00 | 43798.2083 | 0.05481 | 0.03336 | 2019-11-29 05:00 | 43798.2083 | 0.17116 | 0.09244
2019-11-29 06:00 | 43798.25 | 0.06237 | 0.03843 | 2019-11-29 06:00 | 43798.25 | 0.18619 | 0.10444
2019-11-29 07:00 | 43798.2917 | 0.06845 | 0.04607 | 2019-11-29 07:00 | 43798.2917 | 0.21398 | 0.13552
2019-11-29 08:00 | 43798.3333 | 0.06647 | 0.05215 | 2019-11-29 08:00 | 43798.3333 | 0.23194 | 0.13571
2019-11-29 09:00 | 43798.375 | 0.0671 | 0.05253 | 2019-11-29 09:00 | 43798.375 | 0.19611 | 0.11094
2019-11-29 10:00 | 43798.4167 | 0.06603 | 0.05351 | 2019-11-29 10:00 | 43798.4167 | 0.22295 | 0.09566
2019-11-29 11:00 | 43798.4583 | 0.06587 | 0.05256 | 2019-11-29 11:00 | 43798.4583 | 0.22076 | 0.09566
2019-11-29 12:00 | 43798.5 | 0.13049 | 0.05227 | 2019-11-29 12:00 | 43798.5 | 0.22341 | 0.09748
2019-11-29 13:00 | 43798.5417 | 0.12992 | 0.05047 | 2019-11-29 13:00 | 43798.5417 | 0.2228 | 0.09748
2019-11-29 14:00 | 43798.5833 | 0.13053 | 0.04981 | 2019-11-29 14:00 | 43798.5833 | 0.17501 | 0.09694
2019-11-29 15:00 | 43798.625 | 0.13183 | 0.05005 | 2019-11-29 15:00 | 43798.625 | 0.17815 | 0.09759
2019-11-29 16:00 | 43798.6667 | 0.13301 | 0.05095 | 2019-11-29 16:00 | 43798.6667 | 0.22375 | 0.12944
2019-11-29 17:00 | 43798.7083 | 0.13501 | 0.05206 | 2019-11-29 17:00 | 43798.7083 | 0.24553 | 0.1442
2019-11-29 18:00 | 43798.75 | 0.13784 | 0.054 | 2019-11-29 18:00 | 43798.75 | 0.32077 | 0.16549
2019-11-29 19:00 | 43798.7917 | 0.13774 | 0.05639 | 2019-11-29 19:00 | 43798.7917 | 0.34475 | 0.18417
2019-11-29 20:00 | 43798.8333 | 0.1347 | 0.05601 | 2019-11-29 20:00 | 43798.8333 | 0.35219 | 0.18953
2019-11-29 21:00 | 43798.875 | 0.13052 | 0.05293 | 2019-11-29 21:00 | 43798.875 | 0.32914 | 0.16617
2019-11-29 22:00 | 43798.9167 | 0.06264 | 0.04913 | 2019-11-29 22:00 | 43798.9167 | 0.26138 | 0.14356
2019-11-29 23:00 | 43798.9583 | 0.06 | 0.04786 | 2019-11-29 23:00 | 43798.9583 | 0.26124 | 0.13542
2019-11-30 | 43799 | 0.0588 | 0.04501 | 2019-11-30 | 43799 | 0.24023 | 0.13223
2019-11-30 01:00 | 43799.0417 | 0.05333 | 0.04291 | 2019-11-30 01:00 | 43799.0417 | 0.24687 | 0.12935
2019-11-30 02:00 | 43799.0833 | 0.05174 | 0.03809 | 2019-11-30 02:00 | 43799.0833 | 0.2595 | 0.13421
2019-11-30 03:00 | 43799.125 | 0.05153 | 0.03615 | 2019-11-30 03:00 | 43799.125 | 0.26429 | 0.13379
2019-11-30 04:00 | 43799.1667 | 0.05155 | 0.03531 | 2019-11-30 04:00 | 43799.1667 | 0.26472 | 0.13077
2019-11-30 05:00 | 43799.2083 | 0.05213 | 0.03531 | 2019-11-30 05:00 | 43799.2083 | 0.26221 | 0.13422
2019-11-30 06:00 | 43799.25 | 0.05202 | 0.03593 | 2019-11-30 06:00 | 43799.25 | 0.25145 | 0.13436
2019-11-30 07:00 | 43799.2917 | 0.05608 | 0.03645 | 2019-11-30 07:00 | 43799.2917 | 0.25691 | 0.1461
2019-11-30 08:00 | 43799.3333 | 0.05473 | 0.04014 | 2019-11-30 08:00 | 43799.3333 | 0.2899 | 0.15601
2019-11-30 09:00 | 43799.375 | 0.06025 | 0.03977 | 2019-11-30 09:00 | 43799.375 | 0.27477 | 0.15078
2019-11-30 10:00 | 43799.4167 | 0.05794 | 0.04508 | 2019-11-30 10:00 | 43799.4167 | 0.3173 | 0.14795
2019-11-30 11:00 | 43799.4583 | 0.05647 | 0.04375 | 2019-11-30 11:00 | 43799.4583 | 0.3159 | 0.14774
2019-11-30 12:00 | 43799.5 | 0.12182 | 0.04247 | 2019-11-30 12:00 | 43799.5 | 0.31669 | 0.148
2019-11-30 13:00 | 43799.5417 | 0.12101 | 0.04128 | 2019-11-30 13:00 | 43799.5417 | 0.31689 | 0.14803
2019-11-30 14:00 | 43799.5833 | 0.12175 | 0.04054 | 2019-11-30 14:00 | 43799.5833 | 0.26595 | 0.14431
2019-11-30 15:00 | 43799.625 | 0.12165 | 0.04089 | 2019-11-30 15:00 | 43799.625 | 0.27361 | 0.14774
2019-11-30 16:00 | 43799.6667 | 0.12237 | 0.04032 | 2019-11-30 16:00 | 43799.6667 | 0.27964 | 0.15067
2019-11-30 17:00 | 43799.7083 | 0.12311 | 0.04131 | 2019-11-30 17:00 | 43799.7083 | 0.31331 | 0.17454
2019-11-30 18:00 | 43799.75 | 0.1316 | 0.04215 | 2019-11-30 18:00 | 43799.75 | 0.37129 | 0.17951
2019-11-30 19:00 | 43799.7917 | 0.13168 | 0.04961 | 2019-11-30 19:00 | 43799.7917 | 0.37803 | 0.18546
2019-11-30 20:00 | 43799.8333 | 0.12865 | 0.04987 | 2019-11-30 20:00 | 43799.8333 | 0.37751 | 0.1857
2019-11-30 21:00 | 43799.875 | 0.12307 | 0.0472 | 2019-11-30 21:00 | 43799.875 | 0.37753 | 0.18553
2019-11-30 22:00 | 43799.9167 | 0.05721 | 0.04219 | 2019-11-30 22:00 | 43799.9167 | 0.30647 | 0.15909
2019-11-30 23:00 | 43799.9583 | 0.05545 | 0.04175 | 2019-11-30 23:00 | 43799.9583 | 0.27603 | 0.1309
2019-12-01 | 43800 | 0.0551 | 0.03994 | 2019-12-01 | 43800 | 0.29487 | 0.15109
2019-12-01 01:00 | 43800.0417 | 0.05366 | 0.03842 | 2019-12-01 01:00 | 43800.0417 | 0.27962 | 0.13147
2019-12-01 02:00 | 43800.0833 | 0.05306 | 0.03696 | 2019-12-01 02:00 | 43800.0833 | 0.28924 | 0.13335
2019-12-01 03:00 | 43800.125 | 0.05338 | 0.03613 | 2019-12-01 03:00 | 43800.125 | 0.29184 | 0.13329
2019-12-01 04:00 | 43800.1667 | 0.05407 | 0.0358 | 2019-12-01 04:00 | 43800.1667 | 0.27474 | 0.12234
2019-12-01 05:00 | 43800.2083 | 0.05417 | 0.0358 | 2019-12-01 05:00 | 43800.2083 | 0.27932 | 0.13015
2019-12-01 06:00 | 43800.25 | 0.05312 | 0.03596 | 2019-12-01 06:00 | 43800.25 | 0.28077 | 0.1441
2019-12-01 07:00 | 43800.2917 | 0.05337 | 0.0361 | 2019-12-01 07:00 | 43800.2917 | 0.26849 | 0.15156
2019-12-01 08:00 | 43800.3333 | 0.05436 | 0.03706 | 2019-12-01 08:00 | 43800.3333 | 0.29974 | 0.1615
2019-12-01 09:00 | 43800.375 | 0.05752 | 0.0387 | 2019-12-01 09:00 | 43800.375 | 0.29239 | 0.16029
2019-12-01 10:00 | 43800.4167 | 0.05946 | 0.04195 | 2019-12-01 10:00 | 43800.4167 | 0.32353 | 0.14778
2019-12-01 11:00 | 43800.4583 | 0.06299 | 0.04461 | 2019-12-01 11:00 | 43800.4583 | 0.32033 | 0.14736
2019-12-01 12:00 | 43800.5 | 0.13037 | 0.04784 | 2019-12-01 12:00 | 43800.5 | 0.31969 | 0.14637
2019-12-01 13:00 | 43800.5417 | 0.12775 | 0.04799 | 2019-12-01 13:00 | 43800.5417 | 0.32602 | 0.15268
2019-12-01 14:00 | 43800.5833 | 0.12676 | 0.04557 | 2019-12-01 14:00 | 43800.5833 | 0.2758 | 0.15036
2019-12-01 15:00 | 43800.625 | 0.12748 | 0.04449 | 2019-12-01 15:00 | 43800.625 | 0.27898 | 0.15113
2019-12-01 16:00 | 43800.6667 | 0.13079 | 0.04478 | 2019-12-01 16:00 | 43800.6667 | 0.27753 | 0.1466
2019-12-01 17:00 | 43800.7083 | 0.13415 | 0.04754 | 2019-12-01 17:00 | 43800.7083 | 0.29271 | 0.16074
2019-12-01 18:00 | 43800.75 | 0.13552 | 0.0502 | 2019-12-01 18:00 | 43800.75 | 0.3513 | 0.16753
2019-12-01 19:00 | 43800.7917 | 0.13369 | 0.05216 | 2019-12-01 19:00 | 43800.7917 | 0.3549 | 0.17171
2019-12-01 20:00 | 43800.8333 | 0.13244 | 0.05084 | 2019-12-01 20:00 | 43800.8333 | 0.35934 | 0.17519
2019-12-01 21:00 | 43800.875 | 0.13058 | 0.04973 | 2019-12-01 21:00 | 43800.875 | 0.34731 | 0.16373
2019-12-01 22:00 | 43800.9167 | 0.06145 | 0.04807 | 2019-12-01 22:00 | 43800.9167 | 0.28953 | 0.15039
2019-12-01 23:00 | 43800.9583 | 0.05817 | 0.04586 | 2019-12-01 23:00 | 43800.9583 | 0.27712 | 0.13353
2019-12-02 | 43801 | 0.05867 | 0.04241 | 2019-12-02 | 43801 | 0.27907 | 0.11918
2019-12-02 01:00 | 43801.0417 | 0.05271 | 0.04234 | 2019-12-02 01:00 | 43801.0417 | 0.28167 | 0.1145
2019-12-02 02:00 | 43801.0833 | 0.0512 | 0.03708 | 2019-12-02 02:00 | 43801.0833 | 0.28255 | 0.10962
2019-12-02 03:00 | 43801.125 | 0.05073 | 0.03527 | 2019-12-02 03:00 | 43801.125 | 0.2878 | 0.10939
2019-12-02 04:00 | 43801.1667 | 0.05162 | 0.03431 | 2019-12-02 04:00 | 43801.1667 | 0.28922 | 0.1096
2019-12-02 05:00 | 43801.2083 | 0.05302 | 0.03521 | 2019-12-02 05:00 | 43801.2083 | 0.29389 | 0.11522
2019-12-02 06:00 | 43801.25 | 0.05666 | 0.03613 | 2019-12-02 06:00 | 43801.25 | 0.29026 | 0.12404
2019-12-02 07:00 | 43801.2917 | 0.0642 | 0.03993 | 2019-12-02 07:00 | 43801.2917 | 0.29579 | 0.13865
2019-12-02 08:00 | 43801.3333 | 0.06397 | 0.04817 | 2019-12-02 08:00 | 43801.3333 | 0.31302 | 0.13886
2019-12-02 09:00 | 43801.375 | 0.06343 | 0.04978 | 2019-12-02 09:00 | 43801.375 | 0.28232 | 0.12035
2019-12-02 10:00 | 43801.4167 | 0.06261 | 0.04983 | 2019-12-02 10:00 | 43801.4167 | 0.2987 | 0.09875
2019-12-02 11:00 | 43801.4583 | 0.06147 | 0.0492 | 2019-12-02 11:00 | 43801.4583 | 0.28903 | 0.0912
2019-12-02 12:00 | 43801.5 | 0.12554 | 0.04819 | 2019-12-02 12:00 | 43801.5 | 0.29335 | 0.09439
2019-12-02 13:00 | 43801.5417 | 0.1255 | 0.046 | 2019-12-02 13:00 | 43801.5417 | 0.31997 | 0.11535
2019-12-02 14:00 | 43801.5833 | 0.12452 | 0.04581 | 2019-12-02 14:00 | 43801.5833 | 0.26763 | 0.10962
2019-12-02 15:00 | 43801.625 | 0.12471 | 0.04483 | 2019-12-02 15:00 | 43801.625 | 0.25603 | 0.09901
2019-12-02 16:00 | 43801.6667 | 0.12474 | 0.04485 | 2019-12-02 16:00 | 43801.6667 | 0.29492 | 0.1245
2019-12-02 17:00 | 43801.7083 | 0.12849 | 0.0449 | 2019-12-02 17:00 | 43801.7083 | 0.33965 | 0.15277
2019-12-02 18:00 | 43801.75 | 0.13034 | 0.0482 | 2019-12-02 18:00 | 43801.75 | 0.40408 | 0.16966
2019-12-02 19:00 | 43801.7917 | 0.13174 | 0.04987 | 2019-12-02 19:00 | 43801.7917 | 0.40372 | 0.16975
2019-12-02 20:00 | 43801.8333 | 0.13252 | 0.05098 | 2019-12-02 20:00 | 43801.8333 | 0.40432 | 0.1711
2019-12-02 21:00 | 43801.875 | 0.13061 | 0.05134 | 2019-12-02 21:00 | 43801.875 | 0.39878 | 0.16114
2019-12-02 22:00 | 43801.9167 | 0.06192 | 0.0492 | 2019-12-02 22:00 | 43801.9167 | 0.34603 | 0.15012
2019-12-02 23:00 | 43801.9583 | 0.05818 | 0.0471 | 2019-12-02 23:00 | 43801.9583 | 0.35095 | 0.1394
2019-12-03 | 43802 | 0.05453 | 0.04336 | 2019-12-03 | 43802 | 0.26611 | 0.1304
2019-12-03 01:00 | 43802.0417 | 0.05593 | 0.03896 | 2019-12-03 01:00 | 43802.0417 | 0.25232 | 0.11453
2019-12-03 02:00 | 43802.0833 | 0.05356 | 0.04036 | 2019-12-03 02:00 | 43802.0833 | 0.24917 | 0.10402
2019-12-03 03:00 | 43802.125 | 0.05384 | 0.03796 | 2019-12-03 03:00 | 43802.125 | 0.25645 | 0.10295
2019-12-03 04:00 | 43802.1667 | 0.05414 | 0.03774 | 2019-12-03 04:00 | 43802.1667 | 0.26227 | 0.10444
2019-12-03 05:00 | 43802.2083 | 0.05884 | 0.038 | 2019-12-03 05:00 | 43802.2083 | 0.26221 | 0.10448
2019-12-03 06:00 | 43802.25 | 0.05823 | 0.04231 | 2019-12-03 06:00 | 43802.25 | 0.26157 | 0.10954
2019-12-03 07:00 | 43802.2917 | 0.06104 | 0.04221 | 2019-12-03 07:00 | 43802.2917 | 0.2652 | 0.1186
2019-12-03 08:00 | 43802.3333 | 0.06368 | 0.04587 | 2019-12-03 08:00 | 43802.3333 | 0.27114 | 0.13085
2019-12-03 09:00 | 43802.375 | 0.06312 | 0.04983 | 2019-12-03 09:00 | 43802.375 | 0.25485 | 0.13037
2019-12-03 10:00 | 43802.4167 | 0.06049 | 0.04987 | 2019-12-03 10:00 | 43802.4167 | 0.22778 | 0.11846
2019-12-03 11:00 | 43802.4583 | 0.06138 | 0.04788 | 2019-12-03 11:00 | 43802.4583 | 0.20862 | 0.10638
2019-12-03 12:00 | 43802.5 | 0.1296 | 0.0489 | 2019-12-03 12:00 | 43802.5 | 0.2048 | 0.10325
2019-12-03 13:00 | 43802.5417 | 0.1318 | 0.05044 | 2019-12-03 13:00 | 43802.5417 | 0.21102 | 0.10939
2019-12-03 14:00 | 43802.5833 | 0.13278 | 0.05207 | 2019-12-03 14:00 | 43802.5833 | 0.21372 | 0.10958
2019-12-03 15:00 | 43802.625 | 0.13602 | 0.05206 | 2019-12-03 15:00 | 43802.625 | 0.21945 | 0.10958
2019-12-03 16:00 | 43802.6667 | 0.13766 | 0.05424 | 2019-12-03 16:00 | 43802.6667 | 0.21842 | 0.10439
2019-12-03 17:00 | 43802.7083 | 0.14028 | 0.05525 | 2019-12-03 17:00 | 43802.7083 | 0.24026 | 0.11856
2019-12-03 18:00 | 43802.75 | 0.14605 | 0.05741 | 2019-12-03 18:00 | 43802.75 | 0.26055 | 0.13949
2019-12-03 19:00 | 43802.7917 | 0.14777 | 0.06271 | 2019-12-03 19:00 | 43802.7917 | 0.26478 | 0.1442
2019-12-03 20:00 | 43802.8333 | 0.14625 | 0.06427 | 2019-12-03 20:00 | 43802.8333 | 0.26751 | 0.14545
2019-12-03 21:00 | 43802.875 | 0.14154 | 0.06305 | 2019-12-03 21:00 | 43802.875 | 0.26557 | 0.14252
2019-12-03 22:00 | 43802.9167 | 0.07212 | 0.05816 | 2019-12-03 22:00 | 43802.9167 | 0.26328 | 0.13526
2019-12-03 23:00 | 43802.9583 | 0.0704 | 0.05586 | 2019-12-03 23:00 | 43802.9583 | 0.27079 | 0.13064
2019-12-04 | 43803 | 0.07353 | 0.05414 | 2019-12-04 | 43803 | 0.32487 | 0.18054
2019-12-04 01:00 | 43803.0417 | 0.06896 | 0.05524 | 2019-12-04 01:00 | 43803.0417 | 0.32745 | 0.17469
2019-12-04 02:00 | 43803.0833 | 0.06527 | 0.05125 | 2019-12-04 02:00 | 43803.0833 | 0.34023 | 0.17468
2019-12-04 03:00 | 43803.125 | 0.06435 | 0.04761 | 2019-12-04 03:00 | 43803.125 | 0.34176 | 0.17065
2019-12-04 04:00 | 43803.1667 | 0.06356 | 0.04633 | 2019-12-04 04:00 | 43803.1667 | 0.3391 | 0.1676
2019-12-04 05:00 | 43803.2083 | 0.06406 | 0.04562 | 2019-12-04 05:00 | 43803.2083 | 0.33893 | 0.1676
2019-12-04 06:00 | 43803.25 | 0.0727 | 0.04641 | 2019-12-04 06:00 | 43803.25 | 0.34346 | 0.17596
2019-12-04 07:00 | 43803.2917 | 0.07831 | 0.05492 | 2019-12-04 07:00 | 43803.2917 | 0.33024 | 0.17608
2019-12-04 08:00 | 43803.3333 | 0.07508 | 0.0604 | 2019-12-04 08:00 | 43803.3333 | 0.32392 | 0.17623
2019-12-04 09:00 | 43803.375 | 0.07349 | 0.05957 | 2019-12-04 09:00 | 43803.375 | 0.3181 | 0.18348
2019-12-04 10:00 | 43803.4167 | 0.0727 | 0.05887 | 2019-12-04 10:00 | 43803.4167 | 0.2988 | 0.18035
2019-12-04 11:00 | 43803.4583 | 0.07158 | 0.05845 | 2019-12-04 11:00 | 43803.4583 | 0.28807 | 0.17604
2019-12-04 12:00 | 43803.5 | 0.1376 | 0.05747 | 2019-12-04 12:00 | 43803.5 | 0.28091 | 0.17146
2019-12-04 13:00 | 43803.5417 | 0.13704 | 0.05663 | 2019-12-04 13:00 | 43803.5417 | 0.28369 | 0.17469
2019-12-04 14:00 | 43803.5833 | 0.13575 | 0.05588 | 2019-12-04 14:00 | 43803.5833 | 0.28573 | 0.176
2019-12-04 15:00 | 43803.625 | 0.13391 | 0.05429 | 2019-12-04 15:00 | 43803.625 | 0.29222 | 0.1761
2019-12-04 16:00 | 43803.6667 | 0.13408 | 0.05241 | 2019-12-04 16:00 | 43803.6667 | 0.31148 | 0.18765
2019-12-04 17:00 | 43803.7083 | 0.13702 | 0.05245 | 2019-12-04 17:00 | 43803.7083 | 0.33806 | 0.20985
2019-12-04 18:00 | 43803.75 | 0.14016 | 0.05495 | 2019-12-04 18:00 | 43803.75 | 0.36749 | 0.23673
2019-12-04 19:00 | 43803.7917 | 0.13983 | 0.05784 | 2019-12-04 19:00 | 43803.7917 | 0.38827 | 0.25579
2019-12-04 20:00 | 43803.8333 | 0.14021 | 0.05761 | 2019-12-04 20:00 | 43803.8333 | 0.38758 | 0.25646
2019-12-04 21:00 | 43803.875 | 0.13697 | 0.05755 | 2019-12-04 21:00 | 43803.875 | 0.34664 | 0.22219
2019-12-04 22:00 | 43803.9167 | 0.06245 | 0.05398 | 2019-12-04 22:00 | 43803.9167 | 0.31652 | 0.19633
2019-12-04 23:00 | 43803.9583 | 0.06122 | 0.04721 | 2019-12-04 23:00 | 43803.9583 | 0.30308 | 0.18047
2019-12-05 | 43804 | 0.06231 | 0.04575 | 2019-12-05 | 43804 | 0.3854 | 0.21966
2019-12-05 01:00 | 43804.0417 | 0.06187 | 0.04597 | 2019-12-05 01:00 | 43804.0417 | 0.3356 | 0.17445
2019-12-05 02:00 | 43804.0833 | 0.05874 | 0.04536 | 2019-12-05 02:00 | 43804.0833 | 0.32065 | 0.16095
2019-12-05 03:00 | 43804.125 | 0.05574 | 0.04247 | 2019-12-05 03:00 | 43804.125 | 0.32178 | 0.15947
2019-12-05 04:00 | 43804.1667 | 0.05482 | 0.03935 | 2019-12-05 04:00 | 43804.1667 | 0.31536 | 0.15659
2019-12-05 05:00 | 43804.2083 | 0.05958 | 0.03854 | 2019-12-05 05:00 | 43804.2083 | 0.31445 | 0.15943
2019-12-05 06:00 | 43804.25 | 0.06026 | 0.04289 | 2019-12-05 06:00 | 43804.25 | 0.3 | 0.16163
2019-12-05 07:00 | 43804.2917 | 0.06216 | 0.04417 | 2019-12-05 07:00 | 43804.2917 | 0.35948 | 0.21877
2019-12-05 08:00 | 43804.3333 | 0.06098 | 0.04667 | 2019-12-05 08:00 | 43804.3333 | 0.38356 | 0.22373
2019-12-05 09:00 | 43804.375 | 0.06131 | 0.04732 | 2019-12-05 09:00 | 43804.375 | 0.38048 | 0.22519
2019-12-05 10:00 | 43804.4167 | 0.06008 | 0.048 | 2019-12-05 10:00 | 43804.4167 | 0.41877 | 0.22125
2019-12-05 11:00 | 43804.4583 | 0.05938 | 0.04705 | 2019-12-05 11:00 | 43804.4583 | 0.41486 | 0.22021
2019-12-05 12:00 | 43804.5 | 0.12555 | 0.04642 | 2019-12-05 12:00 | 43804.5 | 0.40638 | 0.21384
2019-12-05 13:00 | 43804.5417 | 0.12711 | 0.04598 | 2019-12-05 13:00 | 43804.5417 | 0.40789 | 0.21626
2019-12-05 14:00 | 43804.5833 | 0.12629 | 0.04709 | 2019-12-05 14:00 | 43804.5833 | 0.36556 | 0.2201
2019-12-05 15:00 | 43804.625 | 0.12658 | 0.04613 | 2019-12-05 15:00 | 43804.625 | 0.35863 | 0.2137
2019-12-05 16:00 | 43804.6667 | 0.12789 | 0.04613 | 2019-12-05 16:00 | 43804.6667 | 0.36245 | 0.21405
2019-12-05 17:00 | 43804.7083 | 0.13301 | 0.04713 | 2019-12-05 17:00 | 43804.7083 | 0.37213 | 0.22101
2019-12-05 18:00 | 43804.75 | 0.13708 | 0.05145 | 2019-12-05 18:00 | 43804.75 | 0.43695 | 0.23642
2019-12-05 19:00 | 43804.7917 | 0.13901 | 0.05536 | 2019-12-05 19:00 | 43804.7917 | 0.44335 | 0.24035
2019-12-05 20:00 | 43804.8333 | 0.14112 | 0.05687 | 2019-12-05 20:00 | 43804.8333 | 0.45023 | 0.24505
2019-12-05 21:00 | 43804.875 | 0.1357 | 0.05817 | 2019-12-05 21:00 | 43804.875 | 0.45064 | 0.24081
2019-12-05 22:00 | 43804.9167 | 0.06603 | 0.05292 | 2019-12-05 22:00 | 43804.9167 | 0.3898 | 0.22576
2019-12-05 23:00 | 43804.9583 | 0.0636 | 0.05037 | 2019-12-05 23:00 | 43804.9583 | 0.38291 | 0.21313
2019-12-06 | 43805 | 0.06305 | 0.04803 | 2019-12-06 | 43805 | 0.36923 | 0.15489
2019-12-06 01:00 | 43805.0417 | 0.05949 | 0.04708 | 2019-12-06 01:00 | 43805.0417 | 0.3851 | 0.15143
2019-12-06 02:00 | 43805.0833 | 0.05866 | 0.0438 | 2019-12-06 02:00 | 43805.0833 | 0.3944 | 0.14687
2019-12-06 03:00 | 43805.125 | 0.05835 | 0.04238 | 2019-12-06 03:00 | 43805.125 | 0.40441 | 0.14685
2019-12-06 04:00 | 43805.1667 | 0.05722 | 0.04141 | 2019-12-06 04:00 | 43805.1667 | 0.41055 | 0.14734
2019-12-06 05:00 | 43805.2083 | 0.05857 | 0.04029 | 2019-12-06 05:00 | 43805.2083 | 0.41976 | 0.15204
2019-12-06 06:00 | 43805.25 | 0.06454 | 0.04142 | 2019-12-06 06:00 | 43805.25 | 0.40664 | 0.14737
2019-12-06 07:00 | 43805.2917 | 0.06641 | 0.04676 | 2019-12-06 07:00 | 43805.2917 | 0.38255 | 0.13098
2019-12-06 08:00 | 43805.3333 | 0.06472 | 0.04846 | 2019-12-06 08:00 | 43805.3333 | 0.3677 | 0.13173
2019-12-06 09:00 | 43805.375 | 0.06553 | 0.04846 | 2019-12-06 09:00 | 43805.375 | 0.35391 | 0.1415
2019-12-06 10:00 | 43805.4167 | 0.06597 | 0.04945 | 2019-12-06 10:00 | 43805.4167 | 0.34913 | 0.14822
2019-12-06 11:00 | 43805.4583 | 0.06362 | 0.05036 | 2019-12-06 11:00 | 43805.4583 | 0.33977 | 0.14772
2019-12-06 12:00 | 43805.5 | 0.13056 | 0.04854 | 2019-12-06 12:00 | 43805.5 | 0.34288 | 0.1494
2019-12-06 13:00 | 43805.5417 | 0.13028 | 0.04837 | 2019-12-06 13:00 | 43805.5417 | 0.34807 | 0.15367
2019-12-06 14:00 | 43805.5833 | 0.12814 | 0.04819 | 2019-12-06 14:00 | 43805.5833 | 0.35055 | 0.15277
2019-12-06 15:00 | 43805.625 | 0.12556 | 0.04643 | 2019-12-06 15:00 | 43805.625 | 0.35284 | 0.14761
2019-12-06 16:00 | 43805.6667 | 0.12695 | 0.04386 | 2019-12-06 16:00 | 43805.6667 | 0.37394 | 0.15371
2019-12-06 17:00 | 43805.7083 | 0.13458 | 0.04485 | 2019-12-06 17:00 | 43805.7083 | 0.36937 | 0.1476
2019-12-06 18:00 | 43805.75 | 0.13789 | 0.05126 | 2019-12-06 18:00 | 43805.75 | 0.37685 | 0.16339
2019-12-06 19:00 | 43805.7917 | 0.13756 | 0.05455 | 2019-12-06 19:00 | 43805.7917 | 0.39105 | 0.18214
2019-12-06 20:00 | 43805.8333 | 0.13543 | 0.05437 | 2019-12-06 20:00 | 43805.8333 | 0.40539 | 0.19423
2019-12-06 21:00 | 43805.875 | 0.13336 | 0.05262 | 2019-12-06 21:00 | 43805.875 | 0.39881 | 0.18234
2019-12-06 22:00 | 43805.9167 | 0.06387 | 0.05093 | 2019-12-06 22:00 | 43805.9167 | 0.3835 | 0.15595
2019-12-06 23:00 | 43805.9583 | 0.06271 | 0.04866 | 2019-12-06 23:00 | 43805.9583 | 0.37622 | 0.13422
2019-12-07 | 43806 | 0.06504 | 0.04741 | 2019-12-07 | 43806 | 0.37293 | 0.14168
2019-12-07 01:00 | 43806.0417 | 0.06307 | 0.04755 | 2019-12-07 01:00 | 43806.0417 | 0.38681 | 0.13562
2019-12-07 02:00 | 43806.0833 | 0.06107 | 0.04562 | 2019-12-07 02:00 | 43806.0833 | 0.40331 | 0.1357
2019-12-07 03:00 | 43806.125 | 0.06315 | 0.04355 | 2019-12-07 03:00 | 43806.125 | 0.4125 | 0.13451
2019-12-07 04:00 | 43806.1667 | 0.06254 | 0.04472 | 2019-12-07 04:00 | 43806.1667 | 0.41603 | 0.13422
2019-12-07 05:00 | 43806.2083 | 0.06265 | 0.04432 | 2019-12-07 05:00 | 43806.2083 | 0.40331 | 0.13506
2019-12-07 06:00 | 43806.25 | 0.0615 | 0.04434 | 2019-12-07 06:00 | 43806.25 | 0.37204 | 0.13616
2019-12-07 07:00 | 43806.2917 | 0.06466 | 0.04365 | 2019-12-07 07:00 | 43806.2917 | 0.34887 | 0.13923
2019-12-07 08:00 | 43806.3333 | 0.06391 | 0.04731 | 2019-12-07 08:00 | 43806.3333 | 0.37161 | 0.15006
2019-12-07 09:00 | 43806.375 | 0.06545 | 0.04841 | 2019-12-07 09:00 | 43806.375 | 0.36516 | 0.15678
2019-12-07 10:00 | 43806.4167 | 0.06509 | 0.05008 | 2019-12-07 10:00 | 43806.4167 | 0.40423 | 0.15607
2019-12-07 11:00 | 43806.4583 | 0.06415 | 0.05026 | 2019-12-07 11:00 | 43806.4583 | 0.38594 | 0.14551
2019-12-07 12:00 | 43806.5 | 0.13105 | 0.0495 | 2019-12-07 12:00 | 43806.5 | 0.3847 | 0.14492
2019-12-07 13:00 | 43806.5417 | 0.12963 | 0.04934 | 2019-12-07 13:00 | 43806.5417 | 0.38167 | 0.14217
2019-12-07 14:00 | 43806.5833 | 0.12842 | 0.04809 | 2019-12-07 14:00 | 43806.5833 | 0.33106 | 0.13939
2019-12-07 15:00 | 43806.625 | 0.12594 | 0.04695 | 2019-12-07 15:00 | 43806.625 | 0.33472 | 0.13767
2019-12-07 16:00 | 43806.6667 | 0.12662 | 0.04451 | 2019-12-07 16:00 | 43806.6667 | 0.33397 | 0.13587
2019-12-07 17:00 | 43806.7083 | 0.13132 | 0.04491 | 2019-12-07 17:00 | 43806.7083 | 0.34223 | 0.14286
2019-12-07 18:00 | 43806.75 | 0.13435 | 0.04863 | 2019-12-07 18:00 | 43806.75 | 0.40166 | 0.1561
2019-12-07 19:00 | 43806.7917 | 0.13251 | 0.05163 | 2019-12-07 19:00 | 43806.7917 | 0.3982 | 0.1561
2019-12-07 20:00 | 43806.8333 | 0.13042 | 0.04999 | 2019-12-07 20:00 | 43806.8333 | 0.38629 | 0.14559
2019-12-07 21:00 | 43806.875 | 0.13053 | 0.04827 | 2019-12-07 21:00 | 43806.875 | 0.38129 | 0.13636
2019-12-07 22:00 | 43806.9167 | 0.06243 | 0.04789 | 2019-12-07 22:00 | 43806.9167 | 0.33485 | 0.1372
2019-12-07 23:00 | 43806.9583 | 0.05886 | 0.0467 | 2019-12-07 23:00 | 43806.9583 | 0.32766 | 0.1357
2019-12-08 | 43807 | 0.06112 | 0.04358 | 2019-12-08 | 43807 | 0.27387 | 0.12316
2019-12-08 01:00 | 43807.0417 | 0.06043 | 0.04461 | 2019-12-08 01:00 | 43807.0417 | 0.26096 | 0.10835
2019-12-08 02:00 | 43807.0833 | 0.05798 | 0.04374 | 2019-12-08 02:00 | 43807.0833 | 0.26053 | 0.10495
2019-12-08 03:00 | 43807.125 | 0.0542 | 0.04121 | 2019-12-08 03:00 | 43807.125 | 0.26389 | 0.10414
2019-12-08 04:00 | 43807.1667 | 0.05348 | 0.03699 | 2019-12-08 04:00 | 43807.1667 | 0.26355 | 0.10196
2019-12-08 05:00 | 43807.2083 | 0.05342 | 0.0362 | 2019-12-08 05:00 | 43807.2083 | 0.26333 | 0.10186
2019-12-08 06:00 | 43807.25 | 0.05319 | 0.03617 | 2019-12-08 06:00 | 43807.25 | 0.26079 | 0.10401
2019-12-08 07:00 | 43807.2917 | 0.05389 | 0.0361 | 2019-12-08 07:00 | 43807.2917 | 0.25737 | 0.10922
2019-12-08 08:00 | 43807.3333 | 0.05242 | 0.03673 | 2019-12-08 08:00 | 43807.3333 | 0.25455 | 0.10927
2019-12-08 09:00 | 43807.375 | 0.05247 | 0.03673 | 2019-12-08 09:00 | 43807.375 | 0.24845 | 0.11712
2019-12-08 10:00 | 43807.4167 | 0.05459 | 0.03697 | 2019-12-08 10:00 | 43807.4167 | 0.2272 | 0.11815
2019-12-08 11:00 | 43807.4583 | 0.05487 | 0.03983 | 2019-12-08 11:00 | 43807.4583 | 0.22087 | 0.11815
2019-12-08 12:00 | 43807.5 | 0.12062 | 0.04044 | 2019-12-08 12:00 | 43807.5 | 0.22044 | 0.11841
2019-12-08 13:00 | 43807.5417 | 0.12354 | 0.03936 | 2019-12-08 13:00 | 43807.5417 | 0.22114 | 0.11946
2019-12-08 14:00 | 43807.5833 | 0.12357 | 0.04188 | 2019-12-08 14:00 | 43807.5833 | 0.2189 | 0.11817
2019-12-08 15:00 | 43807.625 | 0.11957 | 0.04185 | 2019-12-08 15:00 | 43807.625 | 0.21691 | 0.11004
2019-12-08 16:00 | 43807.6667 | 0.11961 | 0.03798 | 2019-12-08 16:00 | 43807.6667 | 0.23198 | 0.11813
2019-12-08 17:00 | 43807.7083 | 0.12317 | 0.03792 | 2019-12-08 17:00 | 43807.7083 | 0.25026 | 0.13459
2019-12-08 18:00 | 43807.75 | 0.12939 | 0.04094 | 2019-12-08 18:00 | 43807.75 | 0.26316 | 0.15088
2019-12-08 19:00 | 43807.7917 | 0.1308 | 0.04681 | 2019-12-08 19:00 | 43807.7917 | 0.274 | 0.164
2019-12-08 20:00 | 43807.8333 | 0.13151 | 0.04809 | 2019-12-08 20:00 | 43807.8333 | 0.27532 | 0.16543
2019-12-08 21:00 | 43807.875 | 0.13165 | 0.04849 | 2019-12-08 21:00 | 43807.875 | 0.26205 | 0.15105
2019-12-08 22:00 | 43807.9167 | 0.06026 | 0.04847 | 2019-12-08 22:00 | 43807.9167 | 0.24377 | 0.13502
2019-12-08 23:00 | 43807.9583 | 0.05291 | 0.04472 | 2019-12-08 23:00 | 43807.9583 | 0.21741 | 0.1101
2019-12-09 | 43808 | 0.05239 | 0.03799 | 2019-12-09 | 43808 | 0.2726 | 0.11693
2019-12-09 01:00 | 43808.0417 | 0.04601 | 0.03576 | 2019-12-09 01:00 | 43808.0417 | 0.27927 | 0.11393
2019-12-09 02:00 | 43808.0833 | 0.04427 | 0.03005 | 2019-12-09 02:00 | 43808.0833 | 0.28375 | 0.11077
2019-12-09 03:00 | 43808.125 | 0.04463 | 0.02848 | 2019-12-09 03:00 | 43808.125 | 0.28653 | 0.10891
2019-12-09 04:00 | 43808.1667 | 0.04464 | 0.02839 | 2019-12-09 04:00 | 43808.1667 | 0.28609 | 0.11161
2019-12-09 05:00 | 43808.2083 | 0.04472 | 0.02843 | 2019-12-09 05:00 | 43808.2083 | 0.28515 | 0.11539
2019-12-09 06:00 | 43808.25 | 0.0494 | 0.02879 | 2019-12-09 06:00 | 43808.25 | 0.27637 | 0.11933
2019-12-09 07:00 | 43808.2917 | 0.05925 | 0.03347 | 2019-12-09 07:00 | 43808.2917 | 0.3105 | 0.16402
2019-12-09 08:00 | 43808.3333 | 0.05907 | 0.04334 | 2019-12-09 08:00 | 43808.3333 | 0.33322 | 0.16923
2019-12-09 09:00 | 43808.375 | 0.05978 | 0.04529 | 2019-12-09 09:00 | 43808.375 | 0.31839 | 0.16338
2019-12-09 10:00 | 43808.4167 | 0.05877 | 0.04612 | 2019-12-09 10:00 | 43808.4167 | 0.35005 | 0.15539
2019-12-09 11:00 | 43808.4583 | 0.0573 | 0.04551 | 2019-12-09 11:00 | 43808.4583 | 0.34882 | 0.15469
2019-12-09 12:00 | 43808.5 | 0.12211 | 0.04435 | 2019-12-09 12:00 | 43808.5 | 0.33597 | 0.14439
2019-12-09 13:00 | 43808.5417 | 0.12221 | 0.0429 | 2019-12-09 13:00 | 43808.5417 | 0.34115 | 0.14828
2019-12-09 14:00 | 43808.5833 | 0.12064 | 0.04291 | 2019-12-09 14:00 | 43808.5833 | 0.30078 | 0.15339
2019-12-09 15:00 | 43808.625 | 0.12038 | 0.0414 | 2019-12-09 15:00 | 43808.625 | 0.30814 | 0.15789
2019-12-09 16:00 | 43808.6667 | 0.12312 | 0.04101 | 2019-12-09 16:00 | 43808.6667 | 0.31371 | 0.15839
2019-12-09 17:00 | 43808.7083 | 0.12706 | 0.04342 | 2019-12-09 17:00 | 43808.7083 | 0.32192 | 0.16339
2019-12-09 18:00 | 43808.75 | 0.13292 | 0.04687 | 2019-12-09 18:00 | 43808.75 | 0.36926 | 0.16681
2019-12-09 19:00 | 43808.7917 | 0.13303 | 0.05206 | 2019-12-09 19:00 | 43808.7917 | 0.37145 | 0.16981
2019-12-09 20:00 | 43808.8333 | 0.13119 | 0.05194 | 2019-12-09 20:00 | 43808.8333 | 0.36799 | 0.16623
2019-12-09 21:00 | 43808.875 | 0.12934 | 0.05006 | 2019-12-09 21:00 | 43808.875 | 0.36069 | 0.15826
2019-12-09 22:00 | 43808.9167 | 0.06192 | 0.04822 | 2019-12-09 22:00 | 43808.9167 | 0.28872 | 0.13433
2019-12-09 23:00 | 43808.9583 | 0.05837 | 0.04719 | 2019-12-09 23:00 | 43808.9583 | 0.2758 | 0.11901
2019-12-10 | 43809 | 0.05811 | 0.0436 | 2019-12-10 | 43809 | 0.23039 | 0.11468
2019-12-10 01:00 | 43809.0417 | 0.05486 | 0.04254 | 2019-12-10 01:00 | 43809.0417 | 0.23241 | 0.11129
2019-12-10 02:00 | 43809.0833 | 0.05231 | 0.03937 | 2019-12-10 02:00 | 43809.0833 | 0.22019 | 0.09956
2019-12-10 03:00 | 43809.125 | 0.05127 | 0.03691 | 2019-12-10 03:00 | 43809.125 | 0.19892 | 0.08577
2019-12-10 04:00 | 43809.1667 | 0.05135 | 0.03532 | 2019-12-10 04:00 | 43809.1667 | 0.19662 | 0.08197
2019-12-10 05:00 | 43809.2083 | 0.05177 | 0.03532 | 2019-12-10 05:00 | 43809.2083 | 0.19707 | 0.08262
2019-12-10 06:00 | 43809.25 | 0.06183 | 0.03618 | 2019-12-10 06:00 | 43809.25 | 0.22245 | 0.09956
2019-12-10 07:00 | 43809.2917 | 0.06895 | 0.04583 | 2019-12-10 07:00 | 43809.2917 | 0.23122 | 0.10942
2019-12-10 08:00 | 43809.3333 | 0.07051 | 0.05297 | 2019-12-10 08:00 | 43809.3333 | 0.2261 | 0.11411
2019-12-10 09:00 | 43809.375 | 0.06894 | 0.05574 | 2019-12-10 09:00 | 43809.375 | 0.21718 | 0.11786
2019-12-10 10:00 | 43809.4167 | 0.06404 | 0.0548 | 2019-12-10 10:00 | 43809.4167 | 0.20634 | 0.11572
2019-12-10 11:00 | 43809.4583 | 0.06253 | 0.05087 | 2019-12-10 11:00 | 43809.4583 | 0.2025 | 0.11573
2019-12-10 12:00 | 43809.5 | 0.12603 | 0.04977 | 2019-12-10 12:00 | 43809.5 | 0.20042 | 0.11419
2019-12-10 13:00 | 43809.5417 | 0.12587 | 0.04721 | 2019-12-10 13:00 | 43809.5417 | 0.20059 | 0.11377
2019-12-10 14:00 | 43809.5833 | 0.12618 | 0.04685 | 2019-12-10 14:00 | 43809.5833 | 0.201 | 0.11254
2019-12-10 15:00 | 43809.625 | 0.12629 | 0.04681 | 2019-12-10 15:00 | 43809.625 | 0.20582 | 0.11242
2019-12-10 16:00 | 43809.6667 | 0.12686 | 0.04642 | 2019-12-10 16:00 | 43809.6667 | 0.2139 | 0.11295
2019-12-10 17:00 | 43809.7083 | 0.13308 | 0.04654 | 2019-12-10 17:00 | 43809.7083 | 0.23452 | 0.12975
2019-12-10 18:00 | 43809.75 | 0.13451 | 0.0518 | 2019-12-10 18:00 | 43809.75 | 0.27401 | 0.15649
2019-12-10 19:00 | 43809.7917 | 0.13395 | 0.05335 | 2019-12-10 19:00 | 43809.7917 | 0.29745 | 0.17607
2019-12-10 20:00 | 43809.8333 | 0.13259 | 0.05297 | 2019-12-10 20:00 | 43809.8333 | 0.31178 | 0.18652
2019-12-10 21:00 | 43809.875 | 0.12988 | 0.05187 | 2019-12-10 21:00 | 43809.875 | 0.31283 | 0.1848
2019-12-10 22:00 | 43809.9167 | 0.05918 | 0.04903 | 2019-12-10 22:00 | 43809.9167 | 0.31163 | 0.17923
2019-12-10 23:00 | 43809.9583 | 0.0546 | 0.04529 | 2019-12-10 23:00 | 43809.9583 | 0.30197 | 0.16204
2019-12-11 | 43810 | 0.05464 | 0.04123 | 2019-12-11 | 43810 | 0.33078 | 0.17164
2019-12-11 01:00 | 43810.0417 | 0.05254 | 0.03981 | 2019-12-11 01:00 | 43810.0417 | 0.29225 | 0.14054
2019-12-11 02:00 | 43810.0833 | 0.05098 | 0.03799 | 2019-12-11 02:00 | 43810.0833 | 0.27659 | 0.11762
2019-12-11 03:00 | 43810.125 | 0.051 | 0.03635 | 2019-12-11 03:00 | 43810.125 | 0.28075 | 0.11388
2019-12-11 04:00 | 43810.1667 | 0.05019 | 0.03582 | 2019-12-11 04:00 | 43810.1667 | 0.28446 | 0.11392
2019-12-11 05:00 | 43810.2083 | 0.05102 | 0.03483 | 2019-12-11 05:00 | 43810.2083 | 0.28758 | 0.11532
2019-12-11 06:00 | 43810.25 | 0.05624 | 0.03589 | 2019-12-11 06:00 | 43810.25 | 0.2877 | 0.11826
2019-12-11 07:00 | 43810.2917 | 0.06581 | 0.04098 | 2019-12-11 07:00 | 43810.2917 | 0.28823 | 0.11879
2019-12-11 08:00 | 43810.3333 | 0.06906 | 0.04994 | 2019-12-11 08:00 | 43810.3333 | 0.30022 | 0.13399
2019-12-11 09:00 | 43810.375 | 0.06809 | 0.05446 | 2019-12-11 09:00 | 43810.375 | 0.30568 | 0.15298
2019-12-11 10:00 | 43810.4167 | 0.06324 | 0.05398 | 2019-12-11 10:00 | 43810.4167 | 0.29875 | 0.15569
2019-12-11 11:00 | 43810.4583 | 0.06065 | 0.05016 | 2019-12-11 11:00 | 43810.4583 | 0.28601 | 0.15309
2019-12-11 12:00 | 43810.5 | 0.12387 | 0.0479 | 2019-12-11 12:00 | 43810.5 | 0.26905 | 0.1421
2019-12-11 13:00 | 43810.5417 | 0.12166 | 0.04497 | 2019-12-11 13:00 | 43810.5417 | 0.27252 | 0.14726
2019-12-11 14:00 | 43810.5833 | 0.11761 | 0.04285 | 2019-12-11 14:00 | 43810.5833 | 0.27879 | 0.15111
2019-12-11 15:00 | 43810.625 | 0.11781 | 0.03896 | 2019-12-11 15:00 | 43810.625 | 0.27085 | 0.14005
2019-12-11 16:00 | 43810.6667 | 0.12022 | 0.03888 | 2019-12-11 16:00 | 43810.6667 | 0.2847 | 0.1473
2019-12-11 17:00 | 43810.7083 | 0.12481 | 0.04092 | 2019-12-11 17:00 | 43810.7083 | 0.29691 | 0.15607
2019-12-11 18:00 | 43810.75 | 0.12682 | 0.04487 | 2019-12-11 18:00 | 43810.75 | 0.31118 | 0.17303
2019-12-11 19:00 | 43810.7917 | 0.12945 | 0.04668 | 2019-12-11 19:00 | 43810.7917 | 0.3119 | 0.17593
2019-12-11 20:00 | 43810.8333 | 0.13104 | 0.04892 | 2019-12-11 20:00 | 43810.8333 | 0.31493 | 0.18022
2019-12-11 21:00 | 43810.875 | 0.12557 | 0.04994 | 2019-12-11 21:00 | 43810.875 | 0.31213 | 0.17463
2019-12-11 22:00 | 43810.9167 | 0.05596 | 0.04487 | 2019-12-11 22:00 | 43810.9167 | 0.29719 | 0.15916
2019-12-11 23:00 | 43810.9583 | 0.05084 | 0.0421 | 2019-12-11 23:00 | 43810.9583 | 0.28049 | 0.13923
2019-12-12 | 43811 | 0.05169 | 0.03751 | 2019-12-12 | 43811 | 0.21971 | 0.11492
2019-12-12 01:00 | 43811.0417 | 0.05036 | 0.0368 | 2019-12-12 01:00 | 43811.0417 | 0.18798 | 0.09559
2019-12-12 02:00 | 43811.0833 | 0.04706 | 0.03562 | 2019-12-12 02:00 | 43811.0833 | 0.19366 | 0.09637
2019-12-12 03:00 | 43811.125 | 0.04422 | 0.03287 | 2019-12-12 03:00 | 43811.125 | 0.19283 | 0.09429
2019-12-12 04:00 | 43811.1667 | 0.04389 | 0.02995 | 2019-12-12 04:00 | 43811.1667 | 0.1862 | 0.09159
2019-12-12 05:00 | 43811.2083 | 0.04431 | 0.02965 | 2019-12-12 05:00 | 43811.2083 | 0.18428 | 0.09429
2019-12-12 06:00 | 43811.25 | 0.04897 | 0.02998 | 2019-12-12 06:00 | 43811.25 | 0.19859 | 0.11249
2019-12-12 07:00 | 43811.2917 | 0.05641 | 0.03379 | 2019-12-12 07:00 | 43811.2917 | 0.20814 | 0.13316
2019-12-12 08:00 | 43811.3333 | 0.0567 | 0.0418 | 2019-12-12 08:00 | 43811.3333 | 0.23995 | 0.14666
2019-12-12 09:00 | 43811.375 | 0.05728 | 0.04362 | 2019-12-12 09:00 | 43811.375 | 0.23785 | 0.14821
2019-12-12 10:00 | 43811.4167 | 0.05625 | 0.04446 | 2019-12-12 10:00 | 43811.4167 | 0.27313 | 0.13432
2019-12-12 11:00 | 43811.4583 | 0.0544 | 0.04367 | 2019-12-12 11:00 | 43811.4583 | 0.25237 | 0.11901
2019-12-12 12:00 | 43811.5 | 0.11969 | 0.04202 | 2019-12-12 12:00 | 43811.5 | 0.24865 | 0.11439
2019-12-12 13:00 | 43811.5417 | 0.11951 | 0.04095 | 2019-12-12 13:00 | 43811.5417 | 0.22552 | 0.09638
2019-12-12 14:00 | 43811.5833 | 0.11958 | 0.04058 | 2019-12-12 14:00 | 43811.5833 | 0.1768 | 0.09499
2019-12-12 15:00 | 43811.625 | 0.1197 | 0.04015 | 2019-12-12 15:00 | 43811.625 | 0.17614 | 0.09429
2019-12-12 16:00 | 43811.6667 | 0.12043 | 0.04012 | 2019-12-12 16:00 | 43811.6667 | 0.18332 | 0.09939
2019-12-12 17:00 | 43811.7083 | 0.12116 | 0.0406 | 2019-12-12 17:00 | 43811.7083 | 0.20192 | 0.11563
2019-12-12 18:00 | 43811.75 | 0.12326 | 0.0413 | 2019-12-12 18:00 | 43811.75 | 0.2591 | 0.12589
2019-12-12 19:00 | 43811.7917 | 0.12421 | 0.04362 | 2019-12-12 19:00 | 43811.7917 | 0.27092 | 0.13433
2019-12-12 20:00 | 43811.8333 | 0.12129 | 0.04445 | 2019-12-12 20:00 | 43811.8333 | 0.27797 | 0.14021
2019-12-12 21:00 | 43811.875 | 0.11695 | 0.04161 | 2019-12-12 21:00 | 43811.875 | 0.26875 | 0.12919
2019-12-12 22:00 | 43811.9167 | 0.05048 | 0.03709 | 2019-12-12 22:00 | 43811.9167 | 0.20804 | 0.11658
2019-12-12 23:00 | 43811.9583 | 0.04458 | 0.03657 | 2019-12-12 23:00 | 43811.9583 | 0.18042 | 0.08899
2019-12-13 | 43812 | 0.03435 | 0.03126 | 2019-12-13 | 43812 | 0.04225 | 0.00329
2019-12-13 01:00 | 43812.0417 | 0.02899 | 0.02108 | 2019-12-13 01:00 | 43812.0417 | 0.04351 | 0.00331
2019-12-13 02:00 | 43812.0833 | 0.02279 | 0.01646 | 2019-12-13 02:00 | 43812.0833 | 0.04478 | 0.0033
2019-12-13 03:00 | 43812.125 | 0.0188 | 0.01091 | 2019-12-13 03:00 | 43812.125 | 0.04543 | 0.00337
2019-12-13 04:00 | 43812.1667 | 0.01954 | 0.00726 | 2019-12-13 04:00 | 43812.1667 | 0.05109 | 0.00346
2019-12-13 05:00 | 43812.2083 | 0.02337 | 0.00599 | 2019-12-13 05:00 | 43812.2083 | 0.04988 | 0.00346
2019-12-13 06:00 | 43812.25 | 0.03392 | 0.00921 | 2019-12-13 06:00 | 43812.25 | 0.14837 | 0.07421
2019-12-13 07:00 | 43812.2917 | 0.04164 | 0.01987 | 2019-12-13 07:00 | 43812.2917 | 0.16569 | 0.09559
2019-12-13 08:00 | 43812.3333 | 0.04472 | 0.0281 | 2019-12-13 08:00 | 43812.3333 | 0.23256 | 0.13028
2019-12-13 09:00 | 43812.375 | 0.04627 | 0.03256 | 2019-12-13 09:00 | 43812.375 | 0.24586 | 0.13914
2019-12-13 10:00 | 43812.4167 | 0.04678 | 0.03421 | 2019-12-13 10:00 | 43812.4167 | 0.29046 | 0.13826
2019-12-13 11:00 | 43812.4583 | 0.04341 | 0.03483 | 2019-12-13 11:00 | 43812.4583 | 0.28608 | 0.13337
2019-12-13 12:00 | 43812.5 | 0.10727 | 0.03175 | 2019-12-13 12:00 | 43812.5 | 0.29357 | 0.13819
2019-12-13 13:00 | 43812.5417 | 0.10963 | 0.02989 | 2019-12-13 13:00 | 43812.5417 | 0.29713 | 0.14003
2019-12-13 14:00 | 43812.5833 | 0.10788 | 0.03172 | 2019-12-13 14:00 | 43812.5833 | 0.24598 | 0.13866
2019-12-13 15:00 | 43812.625 | 0.10754 | 0.0299 | 2019-12-13 15:00 | 43812.625 | 0.25648 | 0.14519
2019-12-13 16:00 | 43812.6667 | 0.10992 | 0.02942 | 2019-12-13 16:00 | 43812.6667 | 0.25631 | 0.1446
2019-12-13 17:00 | 43812.7083 | 0.11027 | 0.03133 | 2019-12-13 17:00 | 43812.7083 | 0.24579 | 0.1387
2019-12-13 18:00 | 43812.75 | 0.11528 | 0.03188 | 2019-12-13 18:00 | 43812.75 | 0.29504 | 0.13923
2019-12-13 19:00 | 43812.7917 | 0.11685 | 0.03676 | 2019-12-13 19:00 | 43812.7917 | 0.2991 | 0.14122
2019-12-13 20:00 | 43812.8333 | 0.11766 | 0.03787 | 2019-12-13 20:00 | 43812.8333 | 0.30458 | 0.14527
2019-12-13 21:00 | 43812.875 | 0.11609 | 0.03788 | 2019-12-13 21:00 | 43812.875 | 0.28877 | 0.13367
2019-12-13 22:00 | 43812.9167 | 0.04779 | 0.03638 | 2019-12-13 22:00 | 43812.9167 | 0.19688 | 0.09839
2019-12-13 23:00 | 43812.9583 | 0.04285 | 0.03438 | 2019-12-13 23:00 | 43812.9583 | 0.18018 | 0.08499
2019-12-14 | 43813 | 0.04094 | 0.02966 | 2019-12-14 | 43813 | 0.04471 | 0.00438
2019-12-14 01:00 | 43813.0417 | 0.0398 | 0.02667 | 2019-12-14 01:00 | 43813.0417 | 0.04405 | 0.00326
2019-12-14 02:00 | 43813.0833 | 0.03932 | 0.02518 | 2019-12-14 02:00 | 43813.0833 | 0.04452 | 0.00327
2019-12-14 03:00 | 43813.125 | 0.03712 | 0.02499 | 2019-12-14 03:00 | 43813.125 | 0.04543 | 0.00108
2019-12-14 04:00 | 43813.1667 | 0.03582 | 0.02305 | 2019-12-14 04:00 | 43813.1667 | 0.03721 | 0.00339
2019-12-14 05:00 | 43813.2083 | 0.03325 | 0.02197 | 2019-12-14 05:00 | 43813.2083 | 0.03633 | 0.00344
2019-12-14 06:00 | 43813.25 | 0.03494 | 0.0197 | 2019-12-14 06:00 | 43813.25 | 0.04626 | 0.00345
2019-12-14 07:00 | 43813.2917 | 0.04137 | 0.02117 | 2019-12-14 07:00 | 43813.2917 | 0.11982 | 0.06822
2019-12-14 08:00 | 43813.3333 | 0.04188 | 0.02639 | 2019-12-14 08:00 | 43813.3333 | 0.15197 | 0.08059
2019-12-14 09:00 | 43813.375 | 0.04282 | 0.02793 | 2019-12-14 09:00 | 43813.375 | 0.16374 | 0.08972
2019-12-14 10:00 | 43813.4167 | 0.04266 | 0.02996 | 2019-12-14 10:00 | 43813.4167 | 0.20345 | 0.08449
2019-12-14 11:00 | 43813.4583 | 0.04178 | 0.03073 | 2019-12-14 11:00 | 43813.4583 | 0.20174 | 0.08639
2019-12-14 12:00 | 43813.5 | 0.1075 | 0.02994 | 2019-12-14 12:00 | 43813.5 | 0.20321 | 0.08639
2019-12-14 13:00 | 43813.5417 | 0.10527 | 0.02931 | 2019-12-14 13:00 | 43813.5417 | 0.20602 | 0.08747
2019-12-14 14:00 | 43813.5833 | 0.10514 | 0.02699 | 2019-12-14 14:00 | 43813.5833 | 0.16146 | 0.08985
2019-12-14 15:00 | 43813.625 | 0.10653 | 0.02671 | 2019-12-14 15:00 | 43813.625 | 0.17725 | 0.09939
2019-12-14 16:00 | 43813.6667 | 0.10677 | 0.02789 | 2019-12-14 16:00 | 43813.6667 | 0.19799 | 0.11299
2019-12-14 17:00 | 43813.7083 | 0.10878 | 0.02807 | 2019-12-14 17:00 | 43813.7083 | 0.22924 | 0.13684
2019-12-14 18:00 | 43813.75 | 0.11696 | 0.02998 | 2019-12-14 18:00 | 43813.75 | 0.31468 | 0.16441
2019-12-14 19:00 | 43813.7917 | 0.11646 | 0.03691 | 2019-12-14 19:00 | 43813.7917 | 0.34863 | 0.19011
2019-12-14 20:00 | 43813.8333 | 0.11151 | 0.03693 | 2019-12-14 20:00 | 43813.8333 | 0.35267 | 0.19208
2019-12-14 21:00 | 43813.875 | 0.1088 | 0.03247 | 2019-12-14 21:00 | 43813.875 | 0.30892 | 0.15433
2019-12-14 22:00 | 43813.9167 | 0.04343 | 0.02993 | 2019-12-14 22:00 | 43813.9167 | 0.20894 | 0.11231
2019-12-14 23:00 | 43813.9583 | 0.04337 | 0.02976 | 2019-12-14 23:00 | 43813.9583 | 0.16665 | 0.08071
2019-12-15 | 43814 | 0.04071 | 0.02954 | 2019-12-15 | 43814 | 0.20698 | 0.11978
2019-12-15 01:00 | 43814.0417 | 0.03542 | 0.02612 | 2019-12-15 01:00 | 43814.0417 | 0.16584 | 0.08848
2019-12-15 02:00 | 43814.0833 | 0.02284 | 0.01996 | 2019-12-15 02:00 | 43814.0833 | 0.15971 | 0.08237
2019-12-15 03:00 | 43814.125 | 0.01912 | 0.01091 | 2019-12-15 03:00 | 43814.125 | 0.16166 | 0.08119
2019-12-15 04:00 | 43814.1667 | 0.01653 | 0.00755 | 2019-12-15 04:00 | 43814.1667 | 0.16371 | 0.08119
2019-12-15 05:00 | 43814.2083 | 0.01696 | 0.00528 | 2019-12-15 05:00 | 43814.2083 | 0.17479 | 0.08848
2019-12-15 06:00 | 43814.25 | 0.01872 | 0.0057 | 2019-12-15 06:00 | 43814.25 | 0.21838 | 0.1266
2019-12-15 07:00 | 43814.2917 | 0.02305 | 0.00747 | 2019-12-15 07:00 | 43814.2917 | 0.26457 | 0.1674
2019-12-15 08:00 | 43814.3333 | 0.02789 | 0.01123 | 2019-12-15 08:00 | 43814.3333 | 0.27245 | 0.14848
2019-12-15 09:00 | 43814.375 | 0.03955 | 0.01596 | 2019-12-15 09:00 | 43814.375 | 0.26343 | 0.13992
2019-12-15 10:00 | 43814.4167 | 0.0413 | 0.02365 | 2019-12-15 10:00 | 43814.4167 | 0.30053 | 0.13464
2019-12-15 11:00 | 43814.4583 | 0.04031 | 0.02794 | 2019-12-15 11:00 | 43814.4583 | 0.29284 | 0.12976
2019-12-15 12:00 | 43814.5 | 0.10892 | 0.02792 | 2019-12-15 12:00 | 43814.5 | 0.29494 | 0.13022
2019-12-15 13:00 | 43814.5417 | 0.10923 | 0.03002 | 2019-12-15 13:00 | 43814.5417 | 0.29446 | 0.12938
2019-12-15 14:00 | 43814.5833 | 0.10842 | 0.02989 | 2019-12-15 14:00 | 43814.5833 | 0.24578 | 0.12936
2019-12-15 15:00 | 43814.625 | 0.10724 | 0.02906 | 2019-12-15 15:00 | 43814.625 | 0.25021 | 0.13284
2019-12-15 16:00 | 43814.6667 | 0.11019 | 0.02786 | 2019-12-15 16:00 | 43814.6667 | 0.25535 | 0.13458
2019-12-15 17:00 | 43814.7083 | 0.11728 | 0.0306 | 2019-12-15 17:00 | 43814.7083 | 0.27992 | 0.15019
2019-12-15 18:00 | 43814.75 | 0.12399 | 0.03651 | 2019-12-15 18:00 | 43814.75 | 0.34162 | 0.16038
2019-12-15 19:00 | 43814.7917 | 0.12495 | 0.04279 | 2019-12-15 19:00 | 43814.7917 | 0.37789 | 0.18991
2019-12-15 20:00 | 43814.8333 | 0.12579 | 0.04387 | 2019-12-15 20:00 | 43814.8333 | 0.36797 | 0.18033
2019-12-15 21:00 | 43814.875 | 0.12528 | 0.04452 | 2019-12-15 21:00 | 43814.875 | 0.32783 | 0.14603
2019-12-15 22:00 | 43814.9167 | 0.05377 | 0.044 | 2019-12-15 22:00 | 43814.9167 | 0.26116 | 0.12949
2019-12-15 23:00 | 43814.9583 | 0.04889 | 0.03964 | 2019-12-15 23:00 | 43814.9583 | 0.25078 | 0.12729
2019-12-16 | 43815 | 0.05625 | 0.03509 | 2019-12-16 | 43815 | 0.22596 | 0.12923
2019-12-16 01:00 | 43815.0417 | 0.04957 | 0.03931 | 2019-12-16 01:00 | 43815.0417 | 0.22066 | 0.12206
2019-12-16 02:00 | 43815.0833 | 0.04665 | 0.03351 | 2019-12-16 02:00 | 43815.0833 | 0.21213 | 0.11139
2019-12-16 03:00 | 43815.125 | 0.04518 | 0.03078 | 2019-12-16 03:00 | 43815.125 | 0.20442 | 0.10307
2019-12-16 04:00 | 43815.1667 | 0.04479 | 0.02936 | 2019-12-16 04:00 | 43815.1667 | 0.19963 | 0.10039
2019-12-16 05:00 | 43815.2083 | 0.04755 | 0.02906 | 2019-12-16 05:00 | 43815.2083 | 0.20195 | 0.10307
2019-12-16 06:00 | 43815.25 | 0.05513 | 0.03175 | 2019-12-16 06:00 | 43815.25 | 0.20344 | 0.1104
2019-12-16 07:00 | 43815.2917 | 0.06102 | 0.03892 | 2019-12-16 07:00 | 43815.2917 | 0.20205 | 0.12137
2019-12-16 08:00 | 43815.3333 | 0.05818 | 0.04524 | 2019-12-16 08:00 | 43815.3333 | 0.24298 | 0.13939
2019-12-16 09:00 | 43815.375 | 0.06084 | 0.04442 | 2019-12-16 09:00 | 43815.375 | 0.23432 | 0.13416
2019-12-16 10:00 | 43815.4167 | 0.05832 | 0.04736 | 2019-12-16 10:00 | 43815.4167 | 0.27658 | 0.13064
2019-12-16 11:00 | 43815.4583 | 0.05655 | 0.04527 | 2019-12-16 11:00 | 43815.4583 | 0.26729 | 0.12213
2019-12-16 12:00 | 43815.5 | 0.12298 | 0.04373 | 2019-12-16 12:00 | 43815.5 | 0.26894 | 0.12147
2019-12-16 13:00 | 43815.5417 | 0.12268 | 0.04373 | 2019-12-16 13:00 | 43815.5417 | 0.26987 | 0.12147
2019-12-16 14:00 | 43815.5833 | 0.12117 | 0.04339 | 2019-12-16 14:00 | 43815.5833 | 0.21938 | 0.11918
2019-12-16 15:00 | 43815.625 | 0.1213 | 0.04182 | 2019-12-16 15:00 | 43815.625 | 0.22618 | 0.12147
2019-12-16 16:00 | 43815.6667 | 0.12091 | 0.04178 | 2019-12-16 16:00 | 43815.6667 | 0.25095 | 0.13961
2019-12-16 17:00 | 43815.7083 | 0.12154 | 0.04157 | 2019-12-16 17:00 | 43815.7083 | 0.25233 | 0.1414
2019-12-16 18:00 | 43815.75 | 0.12371 | 0.04176 | 2019-12-16 18:00 | 43815.75 | 0.31351 | 0.15088
2019-12-16 19:00 | 43815.7917 | 0.12668 | 0.04391 | 2019-12-16 19:00 | 43815.7917 | 0.31664 | 0.15337
2019-12-16 20:00 | 43815.8333 | 0.12495 | 0.04636 | 2019-12-16 20:00 | 43815.8333 | 0.31946 | 0.15415
2019-12-16 21:00 | 43815.875 | 0.12033 | 0.04475 | 2019-12-16 21:00 | 43815.875 | 0.31755 | 0.14907
2019-12-16 22:00 | 43815.9167 | 0.05145 | 0.04041 | 2019-12-16 22:00 | 43815.9167 | 0.26012 | 0.13592
2019-12-16 23:00 | 43815.9583 | 0.04945 | 0.03807 | 2019-12-16 23:00 | 43815.9583 | 0.25885 | 0.1341
2019-12-17 | 43816 | 0.04672 | 0.03582 | 2019-12-17 | 43816 | 0.26835 | 0.14706
2019-12-17 01:00 | 43816.0417 | 0.04586 | 0.03258 | 2019-12-17 01:00 | 43816.0417 | 0.27927 | 0.15034
2019-12-17 02:00 | 43816.0833 | 0.04415 | 0.03177 | 2019-12-17 02:00 | 43816.0833 | 0.2849 | 0.147
2019-12-17 03:00 | 43816.125 | 0.04345 | 0.03037 | 2019-12-17 03:00 | 43816.125 | 0.28072 | 0.13957
2019-12-17 04:00 | 43816.1667 | 0.04369 | 0.02906 | 2019-12-17 04:00 | 43816.1667 | 0.28241 | 0.13717
2019-12-17 05:00 | 43816.2083 | 0.04553 | 0.02927 | 2019-12-17 05:00 | 43816.2083 | 0.28505 | 0.13852
2019-12-17 06:00 | 43816.25 | 0.05047 | 0.03112 | 2019-12-17 06:00 | 43816.25 | 0.28181 | 0.13737
2019-12-17 07:00 | 43816.2917 | 0.06001 | 0.03561 | 2019-12-17 07:00 | 43816.2917 | 0.24923 | 0.12187
2019-12-17 08:00 | 43816.3333 | 0.06359 | 0.04483 | 2019-12-17 08:00 | 43816.3333 | 0.25343 | 0.12396
2019-12-17 09:00 | 43816.375 | 0.06144 | 0.04948 | 2019-12-17 09:00 | 43816.375 | 0.25165 | 0.13343
2019-12-17 10:00 | 43816.4167 | 0.06162 | 0.04795 | 2019-12-17 10:00 | 43816.4167 | 0.2304 | 0.1237
2019-12-17 11:00 | 43816.4583 | 0.06089 | 0.04843 | 2019-12-17 11:00 | 43816.4583 | 0.22588 | 0.12378
2019-12-17 12:00 | 43816.5 | 0.12605 | 0.04796 | 2019-12-17 12:00 | 43816.5 | 0.22316 | 0.12134
2019-12-17 13:00 | 43816.5417 | 0.12585 | 0.04689 | 2019-12-17 13:00 | 43816.5417 | 0.21906 | 0.11905
2019-12-17 14:00 | 43816.5833 | 0.12454 | 0.04653 | 2019-12-17 14:00 | 43816.5833 | 0.20781 | 0.11014
2019-12-17 15:00 | 43816.625 | 0.1247 | 0.0451 | 2019-12-17 15:00 | 43816.625 | 0.21082 | 0.1092
2019-12-17 16:00 | 43816.6667 | 0.12646 | 0.04472 | 2019-12-17 16:00 | 43816.6667 | 0.22949 | 0.12103
2019-12-17 17:00 | 43816.7083 | 0.1307 | 0.04588 | 2019-12-17 17:00 | 43816.7083 | 0.24474 | 0.13352
2019-12-17 18:00 | 43816.75 | 0.13849 | 0.04927 | 2019-12-17 18:00 | 43816.75 | 0.26244 | 0.15076
2019-12-17 19:00 | 43816.7917 | 0.13695 | 0.05626 | 2019-12-17 19:00 | 43816.7917 | 0.26311 | 0.15193
2019-12-17 20:00 | 43816.8333 | 0.13019 | 0.05502 | 2019-12-17 20:00 | 43816.8333 | 0.26308 | 0.15191
2019-12-17 21:00 | 43816.875 | 0.12712 | 0.0497 | 2019-12-17 21:00 | 43816.875 | 0.25414 | 0.14388
2019-12-17 22:00 | 43816.9167 | 0.05655 | 0.04652 | 2019-12-17 22:00 | 43816.9167 | 0.23954 | 0.12994
2019-12-17 23:00 | 43816.9583 | 0.05243 | 0.04336 | 2019-12-17 23:00 | 43816.9583 | 0.21826 | 0.11339
2019-12-18 | 43817 | 0.051 | 0.03937 | 2019-12-18 | 43817 | 0.22934 | 0.13595
2019-12-18 01:00 | 43817.0417 | 0.046 | 0.03677 | 2019-12-18 01:00 | 43817.0417 | 0.1923 | 0.10274
2019-12-18 02:00 | 43817.0833 | 0.04281 | 0.03243 | 2019-12-18 02:00 | 43817.0833 | 0.20026 | 0.10502
2019-12-18 03:00 | 43817.125 | 0.03938 | 0.02946 | 2019-12-18 03:00 | 43817.125 | 0.19923 | 0.10287
2019-12-18 04:00 | 43817.1667 | 0.03948 | 0.02637 | 2019-12-18 04:00 | 43817.1667 | 0.19475 | 0.098
2019-12-18 05:00 | 43817.2083 | 0.04154 | 0.02637 | 2019-12-18 05:00 | 43817.2083 | 0.18937 | 0.09249
2019-12-18 06:00 | 43817.25 | 0.04633 | 0.02797 | 2019-12-18 06:00 | 43817.25 | 0.19066 | 0.09561
2019-12-18 07:00 | 43817.2917 | 0.05915 | 0.03283 | 2019-12-18 07:00 | 43817.2917 | 0.18529 | 0.09356
2019-12-18 08:00 | 43817.3333 | 0.06256 | 0.04447 | 2019-12-18 08:00 | 43817.3333 | 0.18372 | 0.09578
2019-12-18 09:00 | 43817.375 | 0.06178 | 0.04897 | 2019-12-18 09:00 | 43817.375 | 0.16764 | 0.08849
2019-12-18 10:00 | 43817.4167 | 0.05797 | 0.04867 | 2019-12-18 10:00 | 43817.4167 | 0.15307 | 0.08703
2019-12-18 11:00 | 43817.4583 | 0.05547 | 0.04548 | 2019-12-18 11:00 | 43817.4583 | 0.1486 | 0.08571
2019-12-18 12:00 | 43817.5 | 0.11891 | 0.04322 | 2019-12-18 12:00 | 43817.5 | 0.14374 | 0.08412
2019-12-18 13:00 | 43817.5417 | 0.11803 | 0.04094 | 2019-12-18 13:00 | 43817.5417 | 0.14511 | 0.08515
2019-12-18 14:00 | 43817.5833 | 0.11729 | 0.03997 | 2019-12-18 14:00 | 43817.5833 | 0.14403 | 0.08395
2019-12-18 15:00 | 43817.625 | 0.11758 | 0.03901 | 2019-12-18 15:00 | 43817.625 | 0.14311 | 0.08037
2019-12-18 16:00 | 43817.6667 | 0.11904 | 0.03901 | 2019-12-18 16:00 | 43817.6667 | 0.15262 | 0.08629
2019-12-18 17:00 | 43817.7083 | 0.12271 | 0.04018 | 2019-12-18 17:00 | 43817.7083 | 0.17382 | 0.10643
2019-12-18 18:00 | 43817.75 | 0.12644 | 0.04296 | 2019-12-18 18:00 | 43817.75 | 0.1715 | 0.11139
2019-12-18 19:00 | 43817.7917 | 0.1262 | 0.04634 | 2019-12-18 19:00 | 43817.7917 | 0.16548 | 0.10622
2019-12-18 20:00 | 43817.8333 | 0.12395 | 0.04617 | 2019-12-18 20:00 | 43817.8333 | 0.167 | 0.10907
2019-12-18 21:00 | 43817.875 | 0.11848 | 0.04368 | 2019-12-18 21:00 | 43817.875 | 0.16065 | 0.10189
2019-12-18 22:00 | 43817.9167 | 0.04888 | 0.03899 | 2019-12-18 22:00 | 43817.9167 | 0.14845 | 0.08939
2019-12-18 23:00 | 43817.9583 | 0.04024 | 0.03571 | 2019-12-18 23:00 | 43817.9583 | 0.15415 | 0.08827
2019-12-19 | 43818 | 0.02941 | 0.02795 | 2019-12-19 | 43818 | 0.14313 | 0.07017
2019-12-19 01:00 | 43818.0417 | 0.02022 | 0.01516 | 2019-12-19 01:00 | 43818.0417 | 0.12301 | 0.05118
2019-12-19 02:00 | 43818.0833 | 0.0161 | 0.00887 | 2019-12-19 02:00 | 43818.0833 | 0.11303 | 0.04152
2019-12-19 03:00 | 43818.125 | 0.01409 | 0.00601 | 2019-12-19 03:00 | 43818.125 | 0.1127 | 0.03866
2019-12-19 04:00 | 43818.1667 | 0.01576 | 0.00418 | 2019-12-19 04:00 | 43818.1667 | 0.11305 | 0.03968
2019-12-19 05:00 | 43818.2083 | 0.02364 | 0.00214 | 2019-12-19 05:00 | 43818.2083 | 0.11258 | 0.0436
2019-12-19 06:00 | 43818.25 | 0.0251 | 0.00502 | 2019-12-19 06:00 | 43818.25 | 0.12597 | 0.06088
2019-12-19 07:00 | 43818.2917 | 0.04164 | 0.0072 | 2019-12-19 07:00 | 43818.2917 | 0.13784 | 0.07731
2019-12-19 08:00 | 43818.3333 | 0.04494 | 0.02712 | 2019-12-19 08:00 | 43818.3333 | 0.18025 | 0.09999
2019-12-19 09:00 | 43818.375 | 0.0483 | 0.03232 | 2019-12-19 09:00 | 43818.375 | 0.17599 | 0.09721
2019-12-19 10:00 | 43818.4167 | 0.04638 | 0.03574 | 2019-12-19 10:00 | 43818.4167 | 0.19805 | 0.07637
2019-12-19 11:00 | 43818.4583 | 0.04419 | 0.03417 | 2019-12-19 11:00 | 43818.4583 | 0.19563 | 0.07536
2019-12-19 12:00 | 43818.5 | 0.10641 | 0.032 | 2019-12-19 12:00 | 43818.5 | 0.19391 | 0.07432
2019-12-19 13:00 | 43818.5417 | 0.10528 | 0.02999 | 2019-12-19 13:00 | 43818.5417 | 0.19359 | 0.07431
2019-12-19 14:00 | 43818.5833 | 0.10304 | 0.02878 | 2019-12-19 14:00 | 43818.5833 | 0.14655 | 0.07469
2019-12-19 15:00 | 43818.625 | 0.10268 | 0.0264 | 2019-12-19 15:00 | 43818.625 | 0.14869 | 0.07565
2019-12-19 16:00 | 43818.6667 | 0.10373 | 0.02591 | 2019-12-19 16:00 | 43818.6667 | 0.17204 | 0.09412
2019-12-19 17:00 | 43818.7083 | 0.10778 | 0.02649 | 2019-12-19 17:00 | 43818.7083 | 0.19483 | 0.1137
2019-12-19 18:00 | 43818.75 | 0.11165 | 0.02878 | 2019-12-19 18:00 | 43818.75 | 0.25212 | 0.12036
2019-12-19 19:00 | 43818.7917 | 0.11383 | 0.03294 | 2019-12-19 19:00 | 43818.7917 | 0.2589 | 0.12583
2019-12-19 20:00 | 43818.8333 | 0.11582 | 0.0349 | 2019-12-19 20:00 | 43818.8333 | 0.2641 | 0.12938
2019-12-19 21:00 | 43818.875 | 0.10857 | 0.03569 | 2019-12-19 21:00 | 43818.875 | 0.25141 | 0.11892
2019-12-19 22:00 | 43818.9167 | 0.0383 | 0.02998 | 2019-12-19 22:00 | 43818.9167 | 0.1695 | 0.08739
2019-12-19 23:00 | 43818.9583 | 0.0198 | 0.02623 | 2019-12-19 23:00 | 43818.9583 | 0.14308 | 0.06438
2019-12-20 | 43819 | 0.01705 | 0.00919 | 2019-12-20 | 43819 | 0.09673 | 0.04445
2019-12-20 01:00 | 43819.0417 | 0.01256 | 0.00446 | 2019-12-20 01:00 | 43819.0417 | 0.05359 | 0.00785
2019-12-20 02:00 | 43819.0833 | 0.0107 | 0.00212 | 2019-12-20 02:00 | 43819.0833 | 0.04897 | 0.0035
2019-12-20 03:00 | 43819.125 | 0.01078 | 0.00212 | 2019-12-20 03:00 | 43819.125 | 0.05016 | 0.0035
2019-12-20 04:00 | 43819.1667 | 0.01036 | 0.00212 | 2019-12-20 04:00 | 43819.1667 | 0.04848 | 0.0035
2019-12-20 05:00 | 43819.2083 | 0.01282 | 0.00159 | 2019-12-20 05:00 | 43819.2083 | 0.04942 | 0.0058
2019-12-20 06:00 | 43819.25 | 0.01348 | 0.00212 | 2019-12-20 06:00 | 43819.25 | 0.04916 | 0.01148
2019-12-20 07:00 | 43819.2917 | 0.023 | 0.00212 | 2019-12-20 07:00 | 43819.2917 | 0.10958 | 0.06421
2019-12-20 08:00 | 43819.3333 | 0.03166 | 0.01037 | 2019-12-20 08:00 | 43819.3333 | 0.16801 | 0.09138
2019-12-20 09:00 | 43819.375 | 0.03481 | 0.01984 | 2019-12-20 09:00 | 43819.375 | 0.17202 | 0.09406
2019-12-20 10:00 | 43819.4167 | 0.03607 | 0.02359 | 2019-12-20 10:00 | 43819.4167 | 0.2149 | 0.09106
2019-12-20 11:00 | 43819.4583 | 0.03516 | 0.02422 | 2019-12-20 11:00 | 43819.4583 | 0.21025 | 0.08839
2019-12-20 12:00 | 43819.5 | 0.09876 | 0.02392 | 2019-12-20 12:00 | 43819.5 | 0.21014 | 0.0884
2019-12-20 13:00 | 43819.5417 | 0.09825 | 0.02303 | 2019-12-20 13:00 | 43819.5417 | 0.19984 | 0.08048
2019-12-20 14:00 | 43819.5833 | 0.0972 | 0.02286 | 2019-12-20 14:00 | 43819.5833 | 0.14362 | 0.07439
2019-12-20 15:00 | 43819.625 | 0.09794 | 0.02145 | 2019-12-20 15:00 | 43819.625 | 0.16256 | 0.08841
2019-12-20 16:00 | 43819.6667 | 0.09877 | 0.0221 | 2019-12-20 16:00 | 43819.6667 | 0.16654 | 0.09121
2019-12-20 17:00 | 43819.7083 | 0.10312 | 0.02275 | 2019-12-20 17:00 | 43819.7083 | 0.17366 | 0.09986
2019-12-20 18:00 | 43819.75 | 0.10515 | 0.02408 | 2019-12-20 18:00 | 43819.75 | 0.22277 | 0.10093
2019-12-20 19:00 | 43819.7917 | 0.10865 | 0.02708 | 2019-12-20 19:00 | 43819.7917 | 0.22939 | 0.10591
2019-12-20 20:00 | 43819.8333 | 0.11192 | 0.02969 | 2019-12-20 20:00 | 43819.8333 | 0.22344 | 0.10089
2019-12-20 21:00 | 43819.875 | 0.10562 | 0.03227 | 2019-12-20 21:00 | 43819.875 | 0.21449 | 0.09415
2019-12-20 22:00 | 43819.9167 | 0.0364 | 0.02778 | 2019-12-20 22:00 | 43819.9167 | 0.14716 | 0.07438
2019-12-20 23:00 | 43819.9583 | 0.02882 | 0.02438 | 2019-12-20 23:00 | 43819.9583 | 0.11694 | 0.049
2019-12-21 | 43820 | 0.01471 | 0.01687 | 2019-12-21 | 43820 | 0.10505 | 0.05817
2019-12-21 01:00 | 43820.0417 | 0.01338 | 0.00218 | 2019-12-21 01:00 | 43820.0417 | 0.09467 | 0.04966
2019-12-21 02:00 | 43820.0833 | 0.01306 | 0.00209 | 2019-12-21 02:00 | 43820.0833 | 0.08396 | 0.03939
2019-12-21 03:00 | 43820.125 | 0.01324 | 0.00209 | 2019-12-21 03:00 | 43820.125 | 0.08082 | 0.03576
2019-12-21 04:00 | 43820.1667 | 0.0133 | 0.00209 | 2019-12-21 04:00 | 43820.1667 | 0.0806 | 0.03486
2019-12-21 05:00 | 43820.2083 | 0.01272 | 0.0021 | 2019-12-21 05:00 | 43820.2083 | 0.09526 | 0.04913
2019-12-21 06:00 | 43820.25 | 0.01252 | 0.00211 | 2019-12-21 06:00 | 43820.25 | 0.1004 | 0.05756
2019-12-21 07:00 | 43820.2917 | 0.01317 | 0.0021 | 2019-12-21 07:00 | 43820.2917 | 0.10317 | 0.06356
2019-12-21 08:00 | 43820.3333 | 0.01181 | 0.00211 | 2019-12-21 08:00 | 43820.3333 | 0.14127 | 0.07718
2019-12-21 09:00 | 43820.375 | 0.01351 | 0.00212 | 2019-12-21 09:00 | 43820.375 | 0.14383 | 0.07839
2019-12-21 10:00 | 43820.4167 | 0.01118 | 0.00212 | 2019-12-21 10:00 | 43820.4167 | 0.18247 | 0.06739
2019-12-21 11:00 | 43820.4583 | 0.01116 | 0.00213 | 2019-12-21 11:00 | 43820.4583 | 0.1624 | 0.05439
2019-12-21 12:00 | 43820.5 | 0.07619 | 0.00213 | 2019-12-21 12:00 | 43820.5 | 0.16125 | 0.05339
2019-12-21 13:00 | 43820.5417 | 0.07619 | 0.00214 | 2019-12-21 13:00 | 43820.5417 | 0.15986 | 0.05239
2019-12-21 14:00 | 43820.5833 | 0.0763 | 0.00214 | 2019-12-21 14:00 | 43820.5833 | 0.11008 | 0.05039
2019-12-21 15:00 | 43820.625 | 0.07652 | 0.00214 | 2019-12-21 15:00 | 43820.625 | 0.11696 | 0.05439
2019-12-21 16:00 | 43820.6667 | 0.07668 | 0.00213 | 2019-12-21 16:00 | 43820.6667 | 0.13295 | 0.06909
2019-12-21 17:00 | 43820.7083 | 0.07868 | 0.00214 | 2019-12-21 17:00 | 43820.7083 | 0.14849 | 0.08304
2019-12-21 18:00 | 43820.75 | 0.07677 | 0.00214 | 2019-12-21 18:00 | 43820.75 | 0.20342 | 0.08906
2019-12-21 19:00 | 43820.7917 | 0.0774 | 0.00214 | 2019-12-21 19:00 | 43820.7917 | 0.20925 | 0.09273
2019-12-21 20:00 | 43820.8333 | 0.0798 | 0.00311 | 2019-12-21 20:00 | 43820.8333 | 0.21284 | 0.09459
2019-12-21 21:00 | 43820.875 | 0.07832 | 0.00511 | 2019-12-21 21:00 | 43820.875 | 0.20493 | 0.08889
2019-12-21 22:00 | 43820.9167 | 0.01203 | 0.00375 | 2019-12-21 22:00 | 43820.9167 | 0.13229 | 0.06829
2019-12-21 23:00 | 43820.9583 | 0.01235 | 0.00214 | 2019-12-21 23:00 | 43820.9583 | 0.12229 | 0.05756
2019-12-22 | 43821 | 0.01023 | 0.00214 | 2019-12-22 | 43821 | 0.067 | 0.03192
2019-12-22 01:00 | 43821.0417 | 0.0105 | 0.00038 | 2019-12-22 01:00 | 43821.0417 | 0.07581 | 0.03192
2019-12-22 02:00 | 43821.0833 | 0.01029 | 0.00038 | 2019-12-22 02:00 | 43821.0833 | 0.0745 | 0.02926
2019-12-22 03:00 | 43821.125 | 0.01 | 0.00037 | 2019-12-22 03:00 | 43821.125 | 0.07899 | 0.03167
2019-12-22 04:00 | 43821.1667 | 0.01003 | -3e-05 | 2019-12-22 04:00 | 43821.1667 | 0.08151 | 0.03262
2019-12-22 05:00 | 43821.2083 | 0.01023 | -3e-05 | 2019-12-22 05:00 | 43821.2083 | 0.08448 | 0.03905
2019-12-22 06:00 | 43821.25 | 0.01028 | -3e-05 | 2019-12-22 06:00 | 43821.25 | 0.08443 | 0.04185
2019-12-22 07:00 | 43821.2917 | 0.0104 | 7e-05 | 2019-12-22 07:00 | 43821.2917 | 0.08847 | 0.05078
2019-12-22 08:00 | 43821.3333 | 0.01011 | 0.00037 | 2019-12-22 08:00 | 43821.3333 | 0.12783 | 0.06784
2019-12-22 09:00 | 43821.375 | 0.01142 | 0.00038 | 2019-12-22 09:00 | 43821.375 | 0.1314 | 0.071
2019-12-22 10:00 | 43821.4167 | 0.011 | 0.00089 | 2019-12-22 10:00 | 43821.4167 | 0.16685 | 0.05874
2019-12-22 11:00 | 43821.4583 | 0.01082 | 0.00217 | 2019-12-22 11:00 | 43821.4583 | 0.15806 | 0.05095
2019-12-22 12:00 | 43821.5 | 0.07553 | 0.00217 | 2019-12-22 12:00 | 43821.5 | 0.14996 | 0.04393
2019-12-22 13:00 | 43821.5417 | 0.07579 | 0.00192 | 2019-12-22 13:00 | 43821.5417 | 0.14975 | 0.04343
2019-12-22 14:00 | 43821.5833 | 0.07585 | 0.00217 | 2019-12-22 14:00 | 43821.5833 | 0.10157 | 0.04273
2019-12-22 15:00 | 43821.625 | 0.07468 | 0.00217 | 2019-12-22 15:00 | 43821.625 | 0.10357 | 0.04406
2019-12-22 16:00 | 43821.6667 | 0.07463 | 0.00097 | 2019-12-22 16:00 | 43821.6667 | 0.12105 | 0.05903
2019-12-22 17:00 | 43821.7083 | 0.07635 | 0.00089 | 2019-12-22 17:00 | 43821.7083 | 0.12134 | 0.05901
2019-12-22 18:00 | 43821.75 | 0.07589 | 0.00217 | 2019-12-22 18:00 | 43821.75 | 0.18311 | 0.072
2019-12-22 19:00 | 43821.7917 | 0.07669 | 0.00217 | 2019-12-22 19:00 | 43821.7917 | 0.18617 | 0.07461
2019-12-22 20:00 | 43821.8333 | 0.07891 | 0.00338 | 2019-12-22 20:00 | 43821.8333 | 0.18685 | 0.07484
2019-12-22 21:00 | 43821.875 | 0.08021 | 0.00537 | 2019-12-22 21:00 | 43821.875 | 0.18467 | 0.07347
2019-12-22 22:00 | 43821.9167 | 0.01424 | 0.00647 | 2019-12-22 22:00 | 43821.9167 | 0.12349 | 0.05909
2019-12-22 23:00 | 43821.9583 | 0.01235 | 0.00537 | 2019-12-22 23:00 | 43821.9583 | 0.10192 | 0.04212
2019-12-23 | 43822 | 0.01747 | 0.00336 | 2019-12-23 | 43822 | 0.04201 | 0.00913
2019-12-23 01:00 | 43822.0417 | 0.01721 | 0.00496 | 2019-12-23 01:00 | 43822.0417 | 0.03824 | 0.00489
2019-12-23 02:00 | 43822.0833 | 0.01342 | 0.00447 | 2019-12-23 02:00 | 43822.0833 | 0.04 | 0.00445
2019-12-23 03:00 | 43822.125 | 0.01213 | 0.00225 | 2019-12-23 03:00 | 43822.125 | 0.04147 | 0.00455
2019-12-23 04:00 | 43822.1667 | 0.01241 | 0.00099 | 2019-12-23 04:00 | 43822.1667 | 0.04088 | 0.0043
2019-12-23 05:00 | 43822.2083 | 0.014 | 0.00097 | 2019-12-23 05:00 | 43822.2083 | 0.04018 | 0.00456
2019-12-23 06:00 | 43822.25 | 0.02057 | 0.00225 | 2019-12-23 06:00 | 43822.25 | 0.04297 | 0.00591
2019-12-23 07:00 | 43822.2917 | 0.03633 | 0.00541 | 2019-12-23 07:00 | 43822.2917 | 0.04774 | 0.01554
2019-12-23 08:00 | 43822.3333 | 0.04206 | 0.01913 | 2019-12-23 08:00 | 43822.3333 | 0.08038 | 0.0279
2019-12-23 09:00 | 43822.375 | 0.04823 | 0.02687 | 2019-12-23 09:00 | 43822.375 | 0.07735 | 0.02515
2019-12-23 10:00 | 43822.4167 | 0.04818 | 0.03449 | 2019-12-23 10:00 | 43822.4167 | 0.1117 | 0.01387
2019-12-23 11:00 | 43822.4583 | 0.04717 | 0.03507 | 2019-12-23 11:00 | 43822.4583 | 0.11333 | 0.01317
2019-12-23 12:00 | 43822.5 | 0.10977 | 0.0344 | 2019-12-23 12:00 | 43822.5 | 0.1082 | 0.00938
2019-12-23 13:00 | 43822.5417 | 0.10833 | 0.0328 | 2019-12-23 13:00 | 43822.5417 | 0.10965 | 0.00999
2019-12-23 14:00 | 43822.5833 | 0.10683 | 0.03149 | 2019-12-23 14:00 | 43822.5833 | 0.06111 | 0.0094
2019-12-23 15:00 | 43822.625 | 0.10646 | 0.02996 | 2019-12-23 15:00 | 43822.625 | 0.06639 | 0.01313
2019-12-23 16:00 | 43822.6667 | 0.11263 | 0.02945 | 2019-12-23 16:00 | 43822.6667 | 0.06193 | 0.00895
2019-12-23 17:00 | 43822.7083 | 0.11903 | 0.03335 | 2019-12-23 17:00 | 43822.7083 | 0.08681 | 0.03133
2019-12-23 18:00 | 43822.75 | 0.1209 | 0.03887 | 2019-12-23 18:00 | 43822.75 | 0.16673 | 0.05949
2019-12-23 19:00 | 43822.7917 | 0.1188 | 0.0408 | 2019-12-23 19:00 | 43822.7917 | 0.1727 | 0.06473
2019-12-23 20:00 | 43822.8333 | 0.11583 | 0.03894 | 2019-12-23 20:00 | 43822.8333 | 0.17666 | 0.06763
2019-12-23 21:00 | 43822.875 | 0.11031 | 0.03585 | 2019-12-23 21:00 | 43822.875 | 0.16682 | 0.05939
2019-12-23 22:00 | 43822.9167 | 0.0411 | 0.03069 | 2019-12-23 22:00 | 43822.9167 | 0.10125 | 0.04299
2019-12-23 23:00 | 43822.9583 | 0.03061 | 0.02838 | 2019-12-23 23:00 | 43822.9583 | 0.07617 | 0.01939
2019-12-24 | 43823 | 0.02106 | 0.01845 | 2019-12-24 | 43823 | 0.09583 | 0.04775
2019-12-24 01:00 | 43823.0417 | 0.01864 | 0.00667 | 2019-12-24 01:00 | 43823.0417 | 0.07293 | 0.02214
2019-12-24 02:00 | 43823.0833 | 0.01267 | 0.00415 | 2019-12-24 02:00 | 43823.0833 | 0.07383 | 0.02053
2019-12-24 03:00 | 43823.125 | 0.01168 | 0.0019 | 2019-12-24 03:00 | 43823.125 | 0.07655 | 0.0203
2019-12-24 04:00 | 43823.1667 | 0.01052 | 0.00086 | 2019-12-24 04:00 | 43823.1667 | 0.07699 | 0.02035
2019-12-24 05:00 | 43823.2083 | 0.01503 | -0.0001 | 2019-12-24 05:00 | 43823.2083 | 0.07856 | 0.02032
2019-12-24 06:00 | 43823.25 | 0.0211 | 0.00269 | 2019-12-24 06:00 | 43823.25 | 0.07776 | 0.02221
2019-12-24 07:00 | 43823.2917 | 0.02909 | 0.00594 | 2019-12-24 07:00 | 43823.2917 | 0.07363 | 0.02238
2019-12-24 08:00 | 43823.3333 | 0.03835 | 0.01479 | 2019-12-24 08:00 | 43823.3333 | 0.09611 | 0.04735
2019-12-24 09:00 | 43823.375 | 0.04191 | 0.02634 | 2019-12-24 09:00 | 43823.375 | 0.0899 | 0.04895
2019-12-24 10:00 | 43823.4167 | 0.04085 | 0.031 | 2019-12-24 10:00 | 43823.4167 | 0.08427 | 0.04491
2019-12-24 11:00 | 43823.4583 | 0.03534 | 0.03043 | 2019-12-24 11:00 | 43823.4583 | 0.06207 | 0.02547
2019-12-24 12:00 | 43823.5 | 0.10253 | 0.02544 | 2019-12-24 12:00 | 43823.5 | 0.05917 | 0.02243
2019-12-24 13:00 | 43823.5417 | 0.10331 | 0.02664 | 2019-12-24 13:00 | 43823.5417 | 0.05856 | 0.02201
2019-12-24 14:00 | 43823.5833 | 0.10323 | 0.02719 | 2019-12-24 14:00 | 43823.5833 | 0.05709 | 0.02076
2019-12-24 15:00 | 43823.625 | 0.1035 | 0.02672 | 2019-12-24 15:00 | 43823.625 | 0.0585 | 0.02088
2019-12-24 16:00 | 43823.6667 | 0.10461 | 0.0267 | 2019-12-24 16:00 | 43823.6667 | 0.07884 | 0.0391
2019-12-24 17:00 | 43823.7083 | 0.11119 | 0.02748 | 2019-12-24 17:00 | 43823.7083 | 0.09155 | 0.05363
2019-12-24 18:00 | 43823.75 | 0.11438 | 0.03305 | 2019-12-24 18:00 | 43823.75 | 0.15279 | 0.10454
2019-12-24 19:00 | 43823.7917 | 0.11341 | 0.03638 | 2019-12-24 19:00 | 43823.7917 | 0.10632 | 0.07019
2019-12-24 20:00 | 43823.8333 | 0.11153 | 0.03559 | 2019-12-24 20:00 | 43823.8333 | 0.09232 | 0.05785
2019-12-24 21:00 | 43823.875 | 0.10645 | 0.03398 | 2019-12-24 21:00 | 43823.875 | 0.0784 | 0.04414
2019-12-24 22:00 | 43823.9167 | 0.03495 | 0.02866 | 2019-12-24 22:00 | 43823.9167 | 0.05704 | 0.02218
2019-12-24 23:00 | 43823.9583 | 0.03343 | 0.02347 | 2019-12-24 23:00 | 43823.9583 | 0.05537 | 0.01949
2019-12-25 | 43824 | 0.02769 | 0.02086 | 2019-12-25 | 43824 | 0.04611 | 0.00314
2019-12-25 01:00 | 43824.0417 | 0.02551 | 0.01211 | 2019-12-25 01:00 | 43824.0417 | 0.04752 | 0.00313
2019-12-25 02:00 | 43824.0833 | 0.0253 | 0.00982 | 2019-12-25 02:00 | 43824.0833 | 0.0492 | 0.00314
2019-12-25 03:00 | 43824.125 | 0.02157 | 0.00904 | 2019-12-25 03:00 | 43824.125 | 0.05338 | 0.00314
2019-12-25 04:00 | 43824.1667 | 0.02041 | 0.0052 | 2019-12-25 04:00 | 43824.1667 | 0.05557 | 0.00122
2019-12-25 05:00 | 43824.2083 | 0.02022 | 0.00401 | 2019-12-25 05:00 | 43824.2083 | 0.05539 | 0.00073
2019-12-25 06:00 | 43824.25 | 0.02171 | 0.00379 | 2019-12-25 06:00 | 43824.25 | 0.05455 | 0.00074
2019-12-25 07:00 | 43824.2917 | 0.02297 | 0.00524 | 2019-12-25 07:00 | 43824.2917 | 0.05117 | 0.00321
2019-12-25 08:00 | 43824.3333 | 0.02516 | 0.00669 | 2019-12-25 08:00 | 43824.3333 | 0.04871 | 0.0032
2019-12-25 09:00 | 43824.375 | 0.0258 | 0.00907 | 2019-12-25 09:00 | 43824.375 | 0.05275 | 0.00313
2019-12-25 10:00 | 43824.4167 | 0.02727 | 0.00982 | 2019-12-25 10:00 | 43824.4167 | 0.04559 | 0.00125
2019-12-25 11:00 | 43824.4583 | 0.02612 | 0.01183 | 2019-12-25 11:00 | 43824.4583 | 0.04233 | 0.00314
2019-12-25 12:00 | 43824.5 | 0.09474 | 0.01158 | 2019-12-25 12:00 | 43824.5 | 0.04262 | 0.0032
2019-12-25 13:00 | 43824.5417 | 0.09129 | 0.01484 | 2019-12-25 13:00 | 43824.5417 | 0.04304 | 0.00319
2019-12-25 14:00 | 43824.5833 | 0.09098 | 0.01183 | 2019-12-25 14:00 | 43824.5833 | 0.04377 | 0.00318
2019-12-25 15:00 | 43824.625 | 0.08964 | 0.01136 | 2019-12-25 15:00 | 43824.625 | 0.0476 | 0.00318
2019-12-25 16:00 | 43824.6667 | 0.09275 | 0.00978 | 2019-12-25 16:00 | 43824.6667 | 0.04791 | 0.00316
2019-12-25 17:00 | 43824.7083 | 0.09536 | 0.01231 | 2019-12-25 17:00 | 43824.7083 | 0.06391 | 0.02046
2019-12-25 18:00 | 43824.75 | 0.09914 | 0.01479 | 2019-12-25 18:00 | 43824.75 | 0.08266 | 0.03871
2019-12-25 19:00 | 43824.7917 | 0.10987 | 0.01943 | 2019-12-25 19:00 | 43824.7917 | 0.08318 | 0.04554
2019-12-25 20:00 | 43824.8333 | 0.1099 | 0.02921 | 2019-12-25 20:00 | 43824.8333 | 0.08716 | 0.04943
2019-12-25 21:00 | 43824.875 | 0.11037 | 0.02944 | 2019-12-25 21:00 | 43824.875 | 0.08776 | 0.04957
2019-12-25 22:00 | 43824.9167 | 0.04474 | 0.02983 | 2019-12-25 22:00 | 43824.9167 | 0.0892 | 0.04949
2019-12-25 23:00 | 43824.9583 | 0.0391 | 0.03083 | 2019-12-25 23:00 | 43824.9583 | 0.08804 | 0.04551
2019-12-26 | 43825 | 0.02716 | 0.02511 | 2019-12-26 | 43825 | 0.11208 | 0.04838
2019-12-26 01:00 | 43825.0417 | 0.0269 | 0.01184 | 2019-12-26 01:00 | 43825.0417 | 0.10648 | 0.03637
2019-12-26 02:00 | 43825.0833 | 0.02414 | 0.01043 | 2019-12-26 02:00 | 43825.0833 | 0.10535 | 0.02959
2019-12-26 03:00 | 43825.125 | 0.02122 | 0.00786 | 2019-12-26 03:00 | 43825.125 | 0.1029 | 0.02339
2019-12-26 04:00 | 43825.1667 | 0.02027 | 0.0047 | 2019-12-26 04:00 | 43825.1667 | 0.10354 | 0.02351
2019-12-26 05:00 | 43825.2083 | 0.02098 | 0.00373 | 2019-12-26 05:00 | 43825.2083 | 0.10817 | 0.02937
2019-12-26 06:00 | 43825.25 | 0.02898 | 0.00494 | 2019-12-26 06:00 | 43825.25 | 0.10232 | 0.03199
2019-12-26 07:00 | 43825.2917 | 0.03883 | 0.01379 | 2019-12-26 07:00 | 43825.2917 | 0.10248 | 0.0396
2019-12-26 08:00 | 43825.3333 | 0.04106 | 0.02242 | 2019-12-26 08:00 | 43825.3333 | 0.13006 | 0.04492
2019-12-26 09:00 | 43825.375 | 0.04606 | 0.02719 | 2019-12-26 09:00 | 43825.375 | 0.1282 | 0.05226
2019-12-26 10:00 | 43825.4167 | 0.04824 | 0.03238 | 2019-12-26 10:00 | 43825.4167 | 0.17994 | 0.05805
2019-12-26 11:00 | 43825.4583 | 0.04562 | 0.03482 | 2019-12-26 11:00 | 43825.4583 | 0.17792 | 0.0576
2019-12-26 12:00 | 43825.5 | 0.11106 | 0.03238 | 2019-12-26 12:00 | 43825.5 | 0.17355 | 0.05367
2019-12-26 13:00 | 43825.5417 | 0.10736 | 0.03321 | 2019-12-26 13:00 | 43825.5417 | 0.17353 | 0.05397
2019-12-26 14:00 | 43825.5833 | 0.10541 | 0.02978 | 2019-12-26 14:00 | 43825.5833 | 0.12984 | 0.0574
2019-12-26 15:00 | 43825.625 | 0.10454 | 0.02781 | 2019-12-26 15:00 | 43825.625 | 0.13441 | 0.05887
2019-12-26 16:00 | 43825.6667 | 0.11212 | 0.0268 | 2019-12-26 16:00 | 43825.6667 | 0.15734 | 0.07816
2019-12-26 17:00 | 43825.7083 | 0.12007 | 0.03187 | 2019-12-26 17:00 | 43825.7083 | 0.20607 | 0.12434
2019-12-26 18:00 | 43825.75 | 0.12356 | 0.03887 | 2019-12-26 18:00 | 43825.75 | 0.30536 | 0.16583
2019-12-26 19:00 | 43825.7917 | 0.12154 | 0.04251 | 2019-12-26 19:00 | 43825.7917 | 0.33096 | 0.18865
2019-12-26 20:00 | 43825.8333 | 0.11768 | 0.0408 | 2019-12-26 20:00 | 43825.8333 | 0.2824 | 0.14878
2019-12-26 21:00 | 43825.875 | 0.1121 | 0.03711 | 2019-12-26 21:00 | 43825.875 | 0.27105 | 0.13899
2019-12-26 22:00 | 43825.9167 | 0.04292 | 0.03187 | 2019-12-26 22:00 | 43825.9167 | 0.24094 | 0.15341
2019-12-26 23:00 | 43825.9583 | 0.04118 | 0.0304 | 2019-12-26 23:00 | 43825.9583 | 0.21508 | 0.13052
2019-12-27 | 43826 | 0.04222 | 0.02851 | 2019-12-27 | 43826 | 0.14274 | 0.08359
2019-12-27 01:00 | 43826.0417 | 0.03992 | 0.02751 | 2019-12-27 01:00 | 43826.0417 | 0.1564 | 0.09037
2019-12-27 02:00 | 43826.0833 | 0.03496 | 0.02489 | 2019-12-27 02:00 | 43826.0833 | 0.14627 | 0.07941
2019-12-27 03:00 | 43826.125 | 0.03399 | 0.01987 | 2019-12-27 03:00 | 43826.125 | 0.13081 | 0.0608
2019-12-27 04:00 | 43826.1667 | 0.03047 | 0.01961 | 2019-12-27 04:00 | 43826.1667 | 0.13152 | 0.06183
2019-12-27 05:00 | 43826.2083 | 0.03459 | 0.01647 | 2019-12-27 05:00 | 43826.2083 | 0.15289 | 0.08431
2019-12-27 06:00 | 43826.25 | 0.03943 | 0.02038 | 2019-12-27 06:00 | 43826.25 | 0.16404 | 0.09724
2019-12-27 07:00 | 43826.2917 | 0.04481 | 0.02387 | 2019-12-27 07:00 | 43826.2917 | 0.17945 | 0.11985
2019-12-27 08:00 | 43826.3333 | 0.04901 | 0.02944 | 2019-12-27 08:00 | 43826.3333 | 0.23712 | 0.15037
2019-12-27 09:00 | 43826.375 | 0.05114 | 0.03455 | 2019-12-27 09:00 | 43826.375 | 0.23963 | 0.15425
2019-12-27 10:00 | 43826.4167 | 0.05131 | 0.03787 | 2019-12-27 10:00 | 43826.4167 | 0.25152 | 0.12818
2019-12-27 11:00 | 43826.4583 | 0.05074 | 0.03837 | 2019-12-27 11:00 | 43826.4583 | 0.20708 | 0.09012
2019-12-27 12:00 | 43826.5 | 0.11678 | 0.03787 | 2019-12-27 12:00 | 43826.5 | 0.20685 | 0.08939
2019-12-27 13:00 | 43826.5417 | 0.11531 | 0.03876 | 2019-12-27 13:00 | 43826.5417 | 0.20078 | 0.08339
2019-12-27 14:00 | 43826.5833 | 0.11273 | 0.03728 | 2019-12-27 14:00 | 43826.5833 | 0.14408 | 0.07611
2019-12-27 15:00 | 43826.625 | 0.11018 | 0.03472 | 2019-12-27 15:00 | 43826.625 | 0.15948 | 0.08939
2019-12-27 16:00 | 43826.6667 | 0.11452 | 0.03234 | 2019-12-27 16:00 | 43826.6667 | 0.17925 | 0.10448
2019-12-27 17:00 | 43826.7083 | 0.12021 | 0.03483 | 2019-12-27 17:00 | 43826.7083 | 0.24194 | 0.15749
2019-12-27 18:00 | 43826.75 | 0.1258 | 0.03981 | 2019-12-27 18:00 | 43826.75 | 0.29813 | 0.16366
2019-12-27 19:00 | 43826.7917 | 0.12494 | 0.04471 | 2019-12-27 19:00 | 43826.7917 | 0.29087 | 0.15876
2019-12-27 20:00 | 43826.8333 | 0.1199 | 0.0438 | 2019-12-27 20:00 | 43826.8333 | 0.27662 | 0.14661
2019-12-27 21:00 | 43826.875 | 0.11725 | 0.03928 | 2019-12-27 21:00 | 43826.875 | 0.2541 | 0.12786
2019-12-27 22:00 | 43826.9167 | 0.04831 | 0.03648 | 2019-12-27 22:00 | 43826.9167 | 0.18322 | 0.10686
2019-12-27 23:00 | 43826.9583 | 0.04705 | 0.03519 | 2019-12-27 23:00 | 43826.9583 | 0.17659 | 0.0981
2019-12-28 | 43827 | 0.04489 | 0.0334 | 2019-12-28 | 43827 | 0.0874 | 0.03839
2019-12-28 01:00 | 43827.0417 | 0.0447 | 0.03008 | 2019-12-28 01:00 | 43827.0417 | 0.08209 | 0.0319
2019-12-28 02:00 | 43827.0833 | 0.03987 | 0.02937 | 2019-12-28 02:00 | 43827.0833 | 0.07811 | 0.02154
2019-12-28 03:00 | 43827.125 | 0.03716 | 0.02567 | 2019-12-28 03:00 | 43827.125 | 0.07632 | 0.01821
2019-12-28 04:00 | 43827.1667 | 0.03478 | 0.02293 | 2019-12-28 04:00 | 43827.1667 | 0.06944 | 0.0127
2019-12-28 05:00 | 43827.2083 | 0.03579 | 0.02087 | 2019-12-28 05:00 | 43827.2083 | 0.06819 | 0.01275
2019-12-28 06:00 | 43827.25 | 0.03588 | 0.02062 | 2019-12-28 06:00 | 43827.25 | 0.07247 | 0.01992
2019-12-28 07:00 | 43827.2917 | 0.03771 | 0.02136 | 2019-12-28 07:00 | 43827.2917 | 0.08939 | 0.04377
2019-12-28 08:00 | 43827.3333 | 0.04063 | 0.02289 | 2019-12-28 08:00 | 43827.3333 | 0.12837 | 0.06403
2019-12-28 09:00 | 43827.375 | 0.04877 | 0.02684 | 2019-12-28 09:00 | 43827.375 | 0.12103 | 0.06101
2019-12-28 10:00 | 43827.4167 | 0.04772 | 0.03462 | 2019-12-28 10:00 | 43827.4167 | 0.1536 | 0.04837
2019-12-28 11:00 | 43827.4583 | 0.04702 | 0.03492 | 2019-12-28 11:00 | 43827.4583 | 0.1425 | 0.03851
2019-12-28 12:00 | 43827.5 | 0.11188 | 0.03438 | 2019-12-28 12:00 | 43827.5 | 0.13603 | 0.03137
2019-12-28 13:00 | 43827.5417 | 0.11107 | 0.03287 | 2019-12-28 13:00 | 43827.5417 | 0.13302 | 0.02928
2019-12-28 14:00 | 43827.5833 | 0.10924 | 0.03214 | 2019-12-28 14:00 | 43827.5833 | 0.07908 | 0.0249
2019-12-28 15:00 | 43827.625 | 0.10503 | 0.03038 | 2019-12-28 15:00 | 43827.625 | 0.0849 | 0.02887
2019-12-28 16:00 | 43827.6667 | 0.11152 | 0.02635 | 2019-12-28 16:00 | 43827.6667 | 0.10181 | 0.04342
2019-12-28 17:00 | 43827.7083 | 0.11963 | 0.03187 | 2019-12-28 17:00 | 43827.7083 | 0.12014 | 0.0605
2019-12-28 18:00 | 43827.75 | 0.12455 | 0.03905 | 2019-12-28 18:00 | 43827.75 | 0.18569 | 0.07568
2019-12-28 19:00 | 43827.7917 | 0.12407 | 0.04368 | 2019-12-28 19:00 | 43827.7917 | 0.18863 | 0.07829
2019-12-28 20:00 | 43827.8333 | 0.11996 | 0.04323 | 2019-12-28 20:00 | 43827.8333 | 0.17256 | 0.06482
2019-12-28 21:00 | 43827.875 | 0.11532 | 0.03957 | 2019-12-28 21:00 | 43827.875 | 0.15763 | 0.05129
2019-12-28 22:00 | 43827.9167 | 0.04846 | 0.03533 | 2019-12-28 22:00 | 43827.9167 | 0.0968 | 0.0385
2019-12-28 23:00 | 43827.9583 | 0.04345 | 0.03462 | 2019-12-28 23:00 | 43827.9583 | 0.07827 | 0.0209
2019-12-29 | 43828 | 0.046 | 0.03004 | 2019-12-29 | 43828 | 0.04613 | 0.00236
2019-12-29 01:00 | 43828.0417 | 0.0436 | 0.03039 | 2019-12-29 01:00 | 43828.0417 | 0.04935 | 0.00073
2019-12-29 02:00 | 43828.0833 | 0.04213 | 0.02783 | 2019-12-29 02:00 | 43828.0833 | 0.04975 | -0.00052
2019-12-29 03:00 | 43828.125 | 0.03781 | 0.02669 | 2019-12-29 03:00 | 43828.125 | 0.05254 | -0.00052
2019-12-29 04:00 | 43828.1667 | 0.03586 | 0.02272 | 2019-12-29 04:00 | 43828.1667 | 0.052 | -0.00058
2019-12-29 05:00 | 43828.2083 | 0.03656 | 0.02079 | 2019-12-29 05:00 | 43828.2083 | 0.05065 | -0.00052
2019-12-29 06:00 | 43828.25 | 0.03754 | 0.02118 | 2019-12-29 06:00 | 43828.25 | 0.04878 | 0.00075
2019-12-29 07:00 | 43828.2917 | 0.03997 | 0.02259 | 2019-12-29 07:00 | 43828.2917 | 0.04648 | 0.00392
2019-12-29 08:00 | 43828.3333 | 0.04165 | 0.02492 | 2019-12-29 08:00 | 43828.3333 | 0.0824 | 0.02089
2019-12-29 09:00 | 43828.375 | 0.04473 | 0.02729 | 2019-12-29 09:00 | 43828.375 | 0.08409 | 0.02696
2019-12-29 10:00 | 43828.4167 | 0.04686 | 0.02986 | 2019-12-29 10:00 | 43828.4167 | 0.12367 | 0.02113
2019-12-29 11:00 | 43828.4583 | 0.04553 | 0.03235 | 2019-12-29 11:00 | 43828.4583 | 0.12366 | 0.02107
2019-12-29 12:00 | 43828.5 | 0.11111 | 0.03234 | 2019-12-29 12:00 | 43828.5 | 0.1245 | 0.02066
2019-12-29 13:00 | 43828.5417 | 0.10954 | 0.03185 | 2019-12-29 13:00 | 43828.5417 | 0.12382 | 0.01928
2019-12-29 14:00 | 43828.5833 | 0.11003 | 0.03043 | 2019-12-29 14:00 | 43828.5833 | 0.07467 | 0.01813
2019-12-29 15:00 | 43828.625 | 0.11109 | 0.03063 | 2019-12-29 15:00 | 43828.625 | 0.07669 | 0.01899
2019-12-29 16:00 | 43828.6667 | 0.11413 | 0.03123 | 2019-12-29 16:00 | 43828.6667 | 0.0786 | 0.02071
2019-12-29 17:00 | 43828.7083 | 0.12259 | 0.03378 | 2019-12-29 17:00 | 43828.7083 | 0.07898 | 0.02395
2019-12-29 18:00 | 43828.75 | 0.12462 | 0.04084 | 2019-12-29 18:00 | 43828.75 | 0.13494 | 0.0304
2019-12-29 19:00 | 43828.7917 | 0.1245 | 0.04335 | 2019-12-29 19:00 | 43828.7917 | 0.13308 | 0.03127
2019-12-29 20:00 | 43828.8333 | 0.12039 | 0.04336 | 2019-12-29 20:00 | 43828.8333 | 0.13232 | 0.03038
2019-12-29 21:00 | 43828.875 | 0.12187 | 0.03984 | 2019-12-29 21:00 | 43828.875 | 0.12853 | 0.02703
2019-12-29 22:00 | 43828.9167 | 0.053 | 0.041 | 2019-12-29 22:00 | 43828.9167 | 0.07855 | 0.02088
2019-12-29 23:00 | 43828.9583 | 0.04897 | 0.03892 | 2019-12-29 23:00 | 43828.9583 | 0.06799 | 0.00916
2019-12-30 | 43829 | 0.04814 | 0.03471 | 2019-12-30 | 43829 | 0.03731 | 0.00324
2019-12-30 01:00 | 43829.0417 | 0.0398 | 0.0328 | 2019-12-30 01:00 | 43829.0417 | 0.04178 | 0.00331
2019-12-30 02:00 | 43829.0833 | 0.03723 | 0.02488 | 2019-12-30 02:00 | 43829.0833 | 0.04139 | 0.0008
2019-12-30 03:00 | 43829.125 | 0.0368 | 0.02245 | 2019-12-30 03:00 | 43829.125 | 0.04336 | -1e-05
2019-12-30 04:00 | 43829.1667 | 0.03626 | 0.02193 | 2019-12-30 04:00 | 43829.1667 | 0.04264 | -8e-05
2019-12-30 05:00 | 43829.2083 | 0.0368 | 0.02141 | 2019-12-30 05:00 | 43829.2083 | 0.04291 | 0.00031
2019-12-30 06:00 | 43829.25 | 0.04568 | 0.02215 | 2019-12-30 06:00 | 43829.25 | 0.04439 | 0.00324
2019-12-30 07:00 | 43829.2917 | 0.05514 | 0.0298 | 2019-12-30 07:00 | 43829.2917 | 0.04052 | 0.00333
2019-12-30 08:00 | 43829.3333 | 0.05686 | 0.03766 | 2019-12-30 08:00 | 43829.3333 | 0.05879 | 0.00518
2019-12-30 09:00 | 43829.375 | 0.0569 | 0.04109 | 2019-12-30 09:00 | 43829.375 | 0.05963 | 0.00739
2019-12-30 10:00 | 43829.4167 | 0.05645 | 0.04229 | 2019-12-30 10:00 | 43829.4167 | 0.10249 | 0.00343
2019-12-30 11:00 | 43829.4583 | 0.05482 | 0.04227 | 2019-12-30 11:00 | 43829.4583 | 0.10298 | 0.00333
2019-12-30 12:00 | 43829.5 | 0.11934 | 0.0408 | 2019-12-30 12:00 | 43829.5 | 0.10355 | 0.0035
2019-12-30 13:00 | 43829.5417 | 0.11652 | 0.03915 | 2019-12-30 13:00 | 43829.5417 | 0.10319 | 0.00337
2019-12-30 14:00 | 43829.5833 | 0.1132 | 0.03817 | 2019-12-30 14:00 | 43829.5833 | 0.05631 | 0.0034
2019-12-30 15:00 | 43829.625 | 0.11318 | 0.03514 | 2019-12-30 15:00 | 43829.625 | 0.05596 | 0.00347
2019-12-30 16:00 | 43829.6667 | 0.11651 | 0.03498 | 2019-12-30 16:00 | 43829.6667 | 0.05941 | 0.00355
2019-12-30 17:00 | 43829.7083 | 0.12475 | 0.03618 | 2019-12-30 17:00 | 43829.7083 | 0.06213 | 0.01008
2019-12-30 18:00 | 43829.75 | 0.12784 | 0.04346 | 2019-12-30 18:00 | 43829.75 | 0.12175 | 0.02115
2019-12-30 19:00 | 43829.7917 | 0.1296 | 0.04625 | 2019-12-30 19:00 | 43829.7917 | 0.12156 | 0.02131
2019-12-30 20:00 | 43829.8333 | 0.12955 | 0.04766 | 2019-12-30 20:00 | 43829.8333 | 0.11369 | 0.01439
2019-12-30 21:00 | 43829.875 | 0.12867 | 0.04734 | 2019-12-30 21:00 | 43829.875 | 0.10212 | 0.00351
2019-12-30 22:00 | 43829.9167 | 0.05662 | 0.04626 | 2019-12-30 22:00 | 43829.9167 | 0.05905 | 0.0035
2019-12-30 23:00 | 43829.9583 | 0.05474 | 0.04258 | 2019-12-30 23:00 | 43829.9583 | 0.06115 | 0.00349
2019-12-31 | 43830 | 0.05242 | 0.04068 | 2019-12-31 | 43830 | 0.04344 | 0.00039
2019-12-31 01:00 | 43830.0417 | 0.0495 | 0.03736 | 2019-12-31 01:00 | 43830.0417 | 0.04597 | -0.00049
2019-12-31 02:00 | 43830.0833 | 0.04675 | 0.03409 | 2019-12-31 02:00 | 43830.0833 | 0.04946 | -0.00055
2019-12-31 03:00 | 43830.125 | 0.04553 | 0.03098 | 2019-12-31 03:00 | 43830.125 | 0.04757 | -0.00061
2019-12-31 04:00 | 43830.1667 | 0.04436 | 0.02968 | 2019-12-31 04:00 | 43830.1667 | 0.04572 | -0.00061
2019-12-31 05:00 | 43830.2083 | 0.04671 | 0.02851 | 2019-12-31 05:00 | 43830.2083 | 0.04543 | -0.00061
2019-12-31 06:00 | 43830.25 | 0.0462 | 0.03088 | 2019-12-31 06:00 | 43830.25 | 0.04914 | -0.0006
2019-12-31 07:00 | 43830.2917 | 0.05198 | 0.03073 | 2019-12-31 07:00 | 43830.2917 | 0.05006 | -0.00051
2019-12-31 08:00 | 43830.3333 | 0.05259 | 0.03672 | 2019-12-31 08:00 | 43830.3333 | 0.04992 | 0.00033
2019-12-31 09:00 | 43830.375 | 0.05453 | 0.03987 | 2019-12-31 09:00 | 43830.375 | 0.03887 | 0.00034
2019-12-31 10:00 | 43830.4167 | 0.05422 | 0.04188 | 2019-12-31 10:00 | 43830.4167 | 0.02761 | -0.00023
2019-12-31 11:00 | 43830.4583 | 0.05094 | 0.04209 | 2019-12-31 11:00 | 43830.4583 | 0.02587 | -7e-05
2019-12-31 12:00 | 43830.5 | 0.11604 | 0.03927 | 2019-12-31 12:00 | 43830.5 | 0.0258 | -0.00042
2019-12-31 13:00 | 43830.5417 | 0.1154 | 0.03839 | 2019-12-31 13:00 | 43830.5417 | 0.02731 | -0.00046
2019-12-31 14:00 | 43830.5833 | 0.11584 | 0.03767 | 2019-12-31 14:00 | 43830.5833 | 0.02798 | 0.00034
2019-12-31 15:00 | 43830.625 | 0.11818 | 0.03779 | 2019-12-31 15:00 | 43830.625 | 0.02801 | 0.00034
2019-12-31 16:00 | 43830.6667 | 0.12179 | 0.03933 | 2019-12-31 16:00 | 43830.6667 | 0.03299 | 0.00082
2019-12-31 17:00 | 43830.7083 | 0.12647 | 0.04212 | 2019-12-31 17:00 | 43830.7083 | 0.02993 | 0.00328
2019-12-31 18:00 | 43830.75 | 0.12802 | 0.0459 | 2019-12-31 18:00 | 43830.75 | 0.04737 | 0.01939
2019-12-31 19:00 | 43830.7917 | 0.12572 | 0.0476 | 2019-12-31 19:00 | 43830.7917 | 0.04438 | 0.0175
2019-12-31 20:00 | 43830.8333 | 0.12172 | 0.04587 | 2019-12-31 20:00 | 43830.8333 | 0.03402 | 0.00656
2019-12-31 21:00 | 43830.875 | 0.11897 | 0.04245 | 2019-12-31 21:00 | 43830.875 | 0.03089 | 0.00288
2019-12-31 22:00 | 43830.9167 | 0.05191 | 0.03952 | 2019-12-31 22:00 | 43830.9167 | 0.03212 | 0.00116
2019-12-31 23:00 | 43830.9583 | 0.0503 | 0.03866 | 2019-12-31 23:00 | 43830.9583 | 0.03268 | -0.00052
Formulas:
Date = [Time]

## Anuual energy consumption (MWh)
PASSIVE HOUSE | [6 empty] | CONVENTIONAL HOUSE
| 2019 |  |  | 2020 |  |  |  | 2018 |  |  | 2019
| Lighting and Appliances | Heating | DHW | Lighting and Appliances | Heating | DHW |  | Lighting and Appliances | Heating | DHW | Lighting and Appliances | Heating | DHW
Jan | 1.311 | 1.5483 | 0.47339 | 1.4738 | 0.94007 | 0.46618 | Jan | 1.1219 | 5.2069 | 0.74706 | 1.1859 | 4.7201 | 0.72356
Feb | 1.2269 | 0.92014 | 0.44936 | 1.2629 | 0.4574 | 0.3989 | Feb | 0.92193 | 4.6039 | 0.74256 | 1.0544 | 2.3027 | 0.73506
Mar | 1.2593 | 0.42052 | 0.3989 | 1.4981 | 0.42773 | 0.45417 | Mar | 1.0742 | 3.6048 | 0.76956 | 1.1135 | 2.6687 | 0.73356
Apr | 1.1562 | 0.37006 | 0.39169 | 1.3041 | 0.28115 | 0.40611 | Apr | 1.0428 | 2.0657 | 0.72906 | 0.99516 | 2.1048 | 0.70206
May | 1.0119 | 0.25952 | 0.32921 | 1.1929 | 0.19945 | 0.40611 | May | 0.95109 | 0.48604 | 0.72906 | 1.1084 | 0.56704 | 0.76956
Jun | 0.99592 | 0.14658 | 0.26914 | 1.0027 | 0.17542 | 0.36045 | Jun | 0.75552 | 0 | 0.85057 | 1.0133 | 0 | 0.72906
Jul | 1.1524 | 0.055269 | 0.25952 | 0.89496 | 0.10573 | 0.39409 | Jul | 0.8659 | 0 | 0.60755 | 0.87555 | 0 | 0.60755
Aug | 1.2503 | 0.02403 | 0.27394 | 0.9798 | 0.074493 | 0.49021 | Aug | 1.0765 | 0 | 0.72906 | 1.1313 | 0 | 0.97208
Sep | 1.2166 | 0.040851 | 0.28355 | 0.99027 | 0.12736 | 0.48541 | Sep | 1.0246 | 0 | 0.85057 | 0.99978 | 0 | 0.85057
Oct | 1.2818 | 0.22588 | 0.33402 | 1.6838 | 0.34843 | 0.35084 | Oct | 1.0646 | 1.6404 | 0.72906 | 1.0903 | 0.16201 | 0.81006
Nov | 1.4669 | 1.1597 | 0.35324 | 1.6106 | 0.42052 | 0.38929 | Nov | 1.0606 | 2.0859 | 0.76956 | 1.0405 | 3.9828 | 0.87757
Dec | 1.6752 | 0.96795 | 0.49982 | 1.4823 | 1.2843 | 0.43494 | Dec | 1.0416 | 3.9558 | 0.78306 | 1.0947 | 3.5283 | 0.84607
Total | 25.459 |  |  | 25.2549 |  |  | Total | 44.6874 |  |  | 42.0959
| Lighting and Appliances | Heating | DHW | Lighting and Appliances | Heating | DHW |  | Lighting and Appliances | Heating | DHW | Lighting and Appliances | Heating | DHW
% | 58.9353 | 24.1128 | 16.9519 | 60.8838 | 19.1728 | 19.9434 | % | 26.8561 | 52.9218 | 20.2221 | 30.1757 | 47.5971 | 22.2272

## Hourly electricity consumption
Date | Time | Hourly electricity consumption EE (h) (kWh)
|  | Convencional | Passiv
2019-01-01 | 43466 | 0.296 | 2.794
2019-01-01 01:00 | 43466.0417 | 0.297 | 1.4
2019-01-01 02:00 | 43466.0833 | 0.287 | 1.762
2019-01-01 03:00 | 43466.125 | 0.296 | 1.961
2019-01-01 04:00 | 43466.1667 | 0.452 | 1.181
2019-01-01 05:00 | 43466.2083 | 0.331 | 1.628
2019-01-01 06:00 | 43466.25 | 0.293 | 1.24
2019-01-01 07:00 | 43466.2917 | 0.289 | 1.718
2019-01-01 08:00 | 43466.3333 | 0.29 | 1.65
2019-01-01 09:00 | 43466.375 | 0.268 | 1.205
2019-01-01 10:00 | 43466.4167 | 0.228 | 1.685
2019-01-01 11:00 | 43466.4583 | 0.168 | 3.356
2019-01-01 12:00 | 43466.5 | 0.206 | 2.027
2019-01-01 13:00 | 43466.5417 | 0.256 | 1.47
2019-01-01 14:00 | 43466.5833 | 0.17 | 1.314
2019-01-01 15:00 | 43466.625 | 0.176 | 0.635
2019-01-01 16:00 | 43466.6667 | 0.22 | 0.625
2019-01-01 17:00 | 43466.7083 | 0.197 | 0.532
2019-01-01 18:00 | 43466.75 | 0.28 | 0.821
2019-01-01 19:00 | 43466.7917 | 0.355 | 1.74
2019-01-01 20:00 | 43466.8333 | 0.363 | 1.576
2019-01-01 21:00 | 43466.875 | 0.345 | 1.264
2019-01-01 22:00 | 43466.9167 | 0.258 | 1.38
2019-01-01 23:00 | 43466.9583 | 0.288 | 2.993
2019-01-02 | 43467 | 0.444 | 2.338
2019-01-02 01:00 | 43467.0417 | 0.432 | 1.773
2019-01-02 02:00 | 43467.0833 | 0.429 | 0.603
2019-01-02 03:00 | 43467.125 | 0.431 | 0.951
2019-01-02 04:00 | 43467.1667 | 0.422 | 1.031
2019-01-02 05:00 | 43467.2083 | 0.415 | 1.332
2019-01-02 06:00 | 43467.25 | 0.417 | 1.147
2019-01-02 07:00 | 43467.2917 | 0.416 | 1.455
2019-01-02 08:00 | 43467.3333 | 0.416 | 2.118
2019-01-02 09:00 | 43467.375 | 0.287 | 1.944
2019-01-02 10:00 | 43467.4167 | 0.293 | 2.464
2019-01-02 11:00 | 43467.4583 | 0.208 | 1.772
2019-01-02 12:00 | 43467.5 | 0.21 | 0.527
2019-01-02 13:00 | 43467.5417 | 0.299 | 1.08
2019-01-02 14:00 | 43467.5833 | 0.336 | 1.056
2019-01-02 15:00 | 43467.625 | 0.307 | 0.836
2019-01-02 16:00 | 43467.6667 | 0.363 | 0.627
2019-01-02 17:00 | 43467.7083 | 0.676 | 0.735
2019-01-02 18:00 | 43467.75 | 0.592 | 0.95
2019-01-02 19:00 | 43467.7917 | 0.907 | 1.569
2019-01-02 20:00 | 43467.8333 | 1.357 | 1.686
2019-01-02 21:00 | 43467.875 | 0.711 | 1.923
2019-01-02 22:00 | 43467.9167 | 0.551 | 1.504
2019-01-02 23:00 | 43467.9583 | 0.59 | 3.124
2019-01-03 | 43468 | 0.508 | 2.216
2019-01-03 01:00 | 43468.0417 | 0.396 | 1.62
2019-01-03 02:00 | 43468.0833 | 0.309 | 0.456
2019-01-03 03:00 | 43468.125 | 0.367 | 0.549
2019-01-03 04:00 | 43468.1667 | 0.401 | 1.105
2019-01-03 05:00 | 43468.2083 | 0.38 | 1.667
2019-01-03 06:00 | 43468.25 | 0.384 | 1.243
2019-01-03 07:00 | 43468.2917 | 0.638 | 1.625
2019-01-03 08:00 | 43468.3333 | 0.567 | 2.305
2019-01-03 09:00 | 43468.375 | 0.491 | 3.454
2019-01-03 10:00 | 43468.4167 | 0.666 | 2.113
2019-01-03 11:00 | 43468.4583 | 0.608 | 0.674
2019-01-03 12:00 | 43468.5 | 0.515 | 0.701
2019-01-03 13:00 | 43468.5417 | 1.106 | 1.133
2019-01-03 14:00 | 43468.5833 | 0.751 | 0.99
2019-01-03 15:00 | 43468.625 | 0.621 | 0.758
2019-01-03 16:00 | 43468.6667 | 0.501 | 0.778
2019-01-03 17:00 | 43468.7083 | 0.616 | 0.546
2019-01-03 18:00 | 43468.75 | 1.182 | 0.799
2019-01-03 19:00 | 43468.7917 | 1.459 | 1.221
2019-01-03 20:00 | 43468.8333 | 1.855 | 1.415
2019-01-03 21:00 | 43468.875 | 1.386 | 1.112
2019-01-03 22:00 | 43468.9167 | 1.006 | 1.186
2019-01-03 23:00 | 43468.9583 | 0.569 | 2.8
2019-01-04 | 43469 | 0.468 | 2.337
2019-01-04 01:00 | 43469.0417 | 0.399 | 1.64
2019-01-04 02:00 | 43469.0833 | 0.35 | 1.99
2019-01-04 03:00 | 43469.125 | 0.39 | 1.276
2019-01-04 04:00 | 43469.1667 | 0.405 | 1.229
2019-01-04 05:00 | 43469.2083 | 0.375 | 2.179
2019-01-04 06:00 | 43469.25 | 0.385 | 1.65
2019-01-04 07:00 | 43469.2917 | 0.697 | 2.1
2019-01-04 08:00 | 43469.3333 | 0.581 | 3.563
2019-01-04 09:00 | 43469.375 | 0.598 | 3.322
2019-01-04 10:00 | 43469.4167 | 0.591 | 2.605
2019-01-04 11:00 | 43469.4583 | 0.492 | 2.104
2019-01-04 12:00 | 43469.5 | 0.566 | 0.463
2019-01-04 13:00 | 43469.5417 | 1.219 | 1.392
2019-01-04 14:00 | 43469.5833 | 0.721 | 1.186
2019-01-04 15:00 | 43469.625 | 0.628 | 1.544
2019-01-04 16:00 | 43469.6667 | 0.751 | 1.337
2019-01-04 17:00 | 43469.7083 | 0.517 | 1.144
2019-01-04 18:00 | 43469.75 | 0.632 | 1.487
2019-01-04 19:00 | 43469.7917 | 0.61 | 1.258
2019-01-04 20:00 | 43469.8333 | 0.706 | 1.756
2019-01-04 21:00 | 43469.875 | 0.634 | 1.385
2019-01-04 22:00 | 43469.9167 | 0.468 | 0.975
2019-01-04 23:00 | 43469.9583 | 0.481 | 2.608
2019-01-05 | 43470 | 0.418 | 1.207
2019-01-05 01:00 | 43470.0417 | 0.424 | 1.937
2019-01-05 02:00 | 43470.0833 | 0.342 | 1.684
2019-01-05 03:00 | 43470.125 | 0.397 | 1.357
2019-01-05 04:00 | 43470.1667 | 0.373 | 1.398
2019-01-05 05:00 | 43470.2083 | 0.39 | 2.127
2019-01-05 06:00 | 43470.25 | 0.392 | 1.915
2019-01-05 07:00 | 43470.2917 | 0.451 | 1.785
2019-01-05 08:00 | 43470.3333 | 0.645 | 1.935
2019-01-05 09:00 | 43470.375 | 0.485 | 1.742
2019-01-05 10:00 | 43470.4167 | 1.689 | 1.889
2019-01-05 11:00 | 43470.4583 | 1.4 | 3.104
2019-01-05 12:00 | 43470.5 | 0.556 | 0.936
2019-01-05 13:00 | 43470.5417 | 1.243 | 0.891
2019-01-05 14:00 | 43470.5833 | 1.294 | 1.607
2019-01-05 15:00 | 43470.625 | 0.907 | 0.946
2019-01-05 16:00 | 43470.6667 | 0.54 | 1.243
2019-01-05 17:00 | 43470.7083 | 1.275 | 1.495
2019-01-05 18:00 | 43470.75 | 2.327 | 0.915
2019-01-05 19:00 | 43470.7917 | 2.056 | 1.989
2019-01-05 20:00 | 43470.8333 | 0.786 | 1.807
2019-01-05 21:00 | 43470.875 | 1.166 | 1.68
2019-01-05 22:00 | 43470.9167 | 1.532 | 1.494
2019-01-05 23:00 | 43470.9583 | 0.883 | 2.933
2019-01-06 | 43471 | 0.703 | 2.576
2019-01-06 01:00 | 43471.0417 | 1.219 | 2.323
2019-01-06 02:00 | 43471.0833 | 0.987 | 2.368
2019-01-06 03:00 | 43471.125 | 0.404 | 1.342
2019-01-06 04:00 | 43471.1667 | 0.404 | 1.188
2019-01-06 05:00 | 43471.2083 | 0.403 | 2.262
2019-01-06 06:00 | 43471.25 | 0.398 | 1.731
2019-01-06 07:00 | 43471.2917 | 0.556 | 1.753
2019-01-06 08:00 | 43471.3333 | 0.604 | 2.16
2019-01-06 09:00 | 43471.375 | 0.512 | 2.225
2019-01-06 10:00 | 43471.4167 | 0.472 | 1.794
2019-01-06 11:00 | 43471.4583 | 0.549 | 0.631
2019-01-06 12:00 | 43471.5 | 0.792 | 1.851
2019-01-06 13:00 | 43471.5417 | 0.744 | 0.719
2019-01-06 14:00 | 43471.5833 | 0.678 | 1.843
2019-01-06 15:00 | 43471.625 | 1.091 | 0.537
2019-01-06 16:00 | 43471.6667 | 0.602 | 0.554
2019-01-06 17:00 | 43471.7083 | 0.497 | 1.114
2019-01-06 18:00 | 43471.75 | 0.733 | 1.534
2019-01-06 19:00 | 43471.7917 | 0.732 | 1.908
2019-01-06 20:00 | 43471.8333 | 1.067 | 1.792
2019-01-06 21:00 | 43471.875 | 0.752 | 1.593
2019-01-06 22:00 | 43471.9167 | 0.639 | 1.738
2019-01-06 23:00 | 43471.9583 | 0.548 | 1.006
2019-01-07 | 43472 | 0.424 | 1.293
2019-01-07 01:00 | 43472.0417 | 0.355 | 1.155
2019-01-07 02:00 | 43472.0833 | 0.321 | 1.304
2019-01-07 03:00 | 43472.125 | 0.365 | 1.109
2019-01-07 04:00 | 43472.1667 | 0.396 | 1.232
2019-01-07 05:00 | 43472.2083 | 0.395 | 1.852
2019-01-07 06:00 | 43472.25 | 0.374 | 2.173
2019-01-07 07:00 | 43472.2917 | 0.464 | 2.104
2019-01-07 08:00 | 43472.3333 | 0.534 | 1.59
2019-01-07 09:00 | 43472.375 | 0.556 | 1.643
2019-01-07 10:00 | 43472.4167 | 0.507 | 1.731
2019-01-07 11:00 | 43472.4583 | 0.548 | 1.691
2019-01-07 12:00 | 43472.5 | 1.036 | 0.761
2019-01-07 13:00 | 43472.5417 | 1.483 | 1.068
2019-01-07 14:00 | 43472.5833 | 1.071 | 0.828
2019-01-07 15:00 | 43472.625 | 0.86 | 2.406
2019-01-07 16:00 | 43472.6667 | 0.638 | 1.227
2019-01-07 17:00 | 43472.7083 | 0.56 | 1.287
2019-01-07 18:00 | 43472.75 | 0.635 | 1.645
2019-01-07 19:00 | 43472.7917 | 0.675 | 1.832
2019-01-07 20:00 | 43472.8333 | 0.916 | 2.003
2019-01-07 21:00 | 43472.875 | 0.676 | 2.725
2019-01-07 22:00 | 43472.9167 | 0.545 | 2.433
2019-01-07 23:00 | 43472.9583 | 0.549 | 3.28
2019-01-08 | 43473 | 0.432 | 4.62
2019-01-08 01:00 | 43473.0417 | 0.371 | 2.781
2019-01-08 02:00 | 43473.0833 | 0.396 | 2.253
2019-01-08 03:00 | 43473.125 | 0.443 | 1.384
2019-01-08 04:00 | 43473.1667 | 0.437 | 1.266
2019-01-08 05:00 | 43473.2083 | 0.448 | 2.011
2019-01-08 06:00 | 43473.25 | 0.401 | 1.443
2019-01-08 07:00 | 43473.2917 | 0.397 | 2.386
2019-01-08 08:00 | 43473.3333 | 0.493 | 3.342
2019-01-08 09:00 | 43473.375 | 0.477 | 2.639
2019-01-08 10:00 | 43473.4167 | 0.329 | 1.665
2019-01-08 11:00 | 43473.4583 | 0.439 | 0.637
2019-01-08 12:00 | 43473.5 | 0.359 | 0.793
2019-01-08 13:00 | 43473.5417 | 0.952 | 1.557
2019-01-08 14:00 | 43473.5833 | 0.662 | 1.97
2019-01-08 15:00 | 43473.625 | 0.523 | 1.385
2019-01-08 16:00 | 43473.6667 | 0.519 | 1.304
2019-01-08 17:00 | 43473.7083 | 0.472 | 1.415
2019-01-08 18:00 | 43473.75 | 0.556 | 1.382
2019-01-08 19:00 | 43473.7917 | 0.72 | 1.869
2019-01-08 20:00 | 43473.8333 | 1.197 | 1.728
2019-01-08 21:00 | 43473.875 | 1.787 | 2.537
2019-01-08 22:00 | 43473.9167 | 0.548 | 1.308
2019-01-08 23:00 | 43473.9583 | 0.505 | 2.756
2019-01-09 | 43474 | 0.4 | 2.813
2019-01-09 01:00 | 43474.0417 | 0.357 | 2.497
2019-01-09 02:00 | 43474.0833 | 0.316 | 2.026
2019-01-09 03:00 | 43474.125 | 0.398 | 1.168
2019-01-09 04:00 | 43474.1667 | 0.369 | 1.066
2019-01-09 05:00 | 43474.2083 | 0.351 | 1.499
2019-01-09 06:00 | 43474.25 | 0.38 | 1.259
2019-01-09 07:00 | 43474.2917 | 0.394 | 2.412
2019-01-09 08:00 | 43474.3333 | 0.624 | 3.119
2019-01-09 09:00 | 43474.375 | 0.511 | 2.51
2019-01-09 10:00 | 43474.4167 | 1.069 | 2.311
2019-01-09 11:00 | 43474.4583 | 0.82 | 1.812
2019-01-09 12:00 | 43474.5 | 0.457 | 1.734
2019-01-09 13:00 | 43474.5417 | 1.817 | 1.782
2019-01-09 14:00 | 43474.5833 | 0.654 | 1.696
2019-01-09 15:00 | 43474.625 | 0.616 | 1.203
2019-01-09 16:00 | 43474.6667 | 0.658 | 1.022
2019-01-09 17:00 | 43474.7083 | 0.475 | 1.204
2019-01-09 18:00 | 43474.75 | 0.57 | 1.375
2019-01-09 19:00 | 43474.7917 | 1.791 | 1.721
2019-01-09 20:00 | 43474.8333 | 1.332 | 1.514
2019-01-09 21:00 | 43474.875 | 0.657 | 2.387
2019-01-09 22:00 | 43474.9167 | 0.499 | 1.657
2019-01-09 23:00 | 43474.9583 | 0.587 | 2.865
2019-01-10 | 43475 | 0.45 | 2.709
2019-01-10 01:00 | 43475.0417 | 0.375 | 2.242
2019-01-10 02:00 | 43475.0833 | 0.319 | 1.685
2019-01-10 03:00 | 43475.125 | 0.355 | 1.163
2019-01-10 04:00 | 43475.1667 | 0.408 | 1.029
2019-01-10 05:00 | 43475.2083 | 0.335 | 1.63
2019-01-10 06:00 | 43475.25 | 0.614 | 1.285
2019-01-10 07:00 | 43475.2917 | 0.632 | 1.537
2019-01-10 08:00 | 43475.3333 | 0.604 | 2.997
2019-01-10 09:00 | 43475.375 | 1.723 | 2.651
2019-01-10 10:00 | 43475.4167 | 0.769 | 1.871
2019-01-10 11:00 | 43475.4583 | 0.46 | 1.67
2019-01-10 12:00 | 43475.5 | 0.728 | 1.061
2019-01-10 13:00 | 43475.5417 | 0.687 | 1.507
2019-01-10 14:00 | 43475.5833 | 0.731 | 1.579
2019-01-10 15:00 | 43475.625 | 0.589 | 1.351
2019-01-10 16:00 | 43475.6667 | 1.118 | 1.112
2019-01-10 17:00 | 43475.7083 | 0.591 | 1.215
2019-01-10 18:00 | 43475.75 | 0.581 | 1.413
2019-01-10 19:00 | 43475.7917 | 0.61 | 1.831
2019-01-10 20:00 | 43475.8333 | 1.649 | 1.619
2019-01-10 21:00 | 43475.875 | 0.797 | 1.75
2019-01-10 22:00 | 43475.9167 | 0.537 | 1.977
2019-01-10 23:00 | 43475.9583 | 0.517 | 2.802
2019-01-11 | 43476 | 0.462 | 2.474
2019-01-11 01:00 | 43476.0417 | 0.37 | 2.202
2019-01-11 02:00 | 43476.0833 | 0.332 | 1.865
2019-01-11 03:00 | 43476.125 | 0.405 | 1.217
2019-01-11 04:00 | 43476.1667 | 0.343 | 1.416
2019-01-11 05:00 | 43476.2083 | 0.367 | 1.68
2019-01-11 06:00 | 43476.25 | 0.407 | 1.649
2019-01-11 07:00 | 43476.2917 | 0.536 | 2
2019-01-11 08:00 | 43476.3333 | 0.622 | 3.415
2019-01-11 09:00 | 43476.375 | 0.453 | 2.218
2019-01-11 10:00 | 43476.4167 | 1.521 | 2.426
2019-01-11 11:00 | 43476.4583 | 1.563 | 1.884
2019-01-11 12:00 | 43476.5 | 1.261 | 1.083
2019-01-11 13:00 | 43476.5417 | 1.279 | 1.238
2019-01-11 14:00 | 43476.5833 | 1.631 | 1.545
2019-01-11 15:00 | 43476.625 | 0.588 | 1.706
2019-01-11 16:00 | 43476.6667 | 0.676 | 1.492
2019-01-11 17:00 | 43476.7083 | 0.579 | 1.308
2019-01-11 18:00 | 43476.75 | 0.632 | 1.365
2019-01-11 19:00 | 43476.7917 | 0.609 | 1.806
2019-01-11 20:00 | 43476.8333 | 0.702 | 1.768
2019-01-11 21:00 | 43476.875 | 0.48 | 1.266
2019-01-11 22:00 | 43476.9167 | 0.472 | 1.726
2019-01-11 23:00 | 43476.9583 | 0.479 | 2.333
2019-01-12 | 43477 | 0.38 | 0.699
2019-01-12 01:00 | 43477.0417 | 0.47 | 1.114
2019-01-12 02:00 | 43477.0833 | 0.363 | 1.141
2019-01-12 03:00 | 43477.125 | 0.423 | 1.251
2019-01-12 04:00 | 43477.1667 | 0.372 | 1.047
2019-01-12 05:00 | 43477.2083 | 0.361 | 1.712
2019-01-12 06:00 | 43477.25 | 0.368 | 1.417
2019-01-12 07:00 | 43477.2917 | 0.388 | 1.593
2019-01-12 08:00 | 43477.3333 | 0.37 | 1.414
2019-01-12 09:00 | 43477.375 | 0.505 | 1.493
2019-01-12 10:00 | 43477.4167 | 0.677 | 2.019
2019-01-12 11:00 | 43477.4583 | 0.727 | 1.929
2019-01-12 12:00 | 43477.5 | 0.496 | 2.988
2019-01-12 13:00 | 43477.5417 | 0.802 | 2.44
2019-01-12 14:00 | 43477.5833 | 0.835 | 1.704
2019-01-12 15:00 | 43477.625 | 0.662 | 1.297
2019-01-12 16:00 | 43477.6667 | 0.577 | 1.31
2019-01-12 17:00 | 43477.7083 | 0.723 | 1.08
2019-01-12 18:00 | 43477.75 | 0.668 | 1.019
2019-01-12 19:00 | 43477.7917 | 0.619 | 1.381
2019-01-12 20:00 | 43477.8333 | 1.492 | 1.34
2019-01-12 21:00 | 43477.875 | 0.741 | 2.024
2019-01-12 22:00 | 43477.9167 | 0.511 | 2.32
2019-01-12 23:00 | 43477.9583 | 0.521 | 3.539
2019-01-13 | 43478 | 0.452 | 3.481
2019-01-13 01:00 | 43478.0417 | 0.4 | 2.466
2019-01-13 02:00 | 43478.0833 | 0.323 | 1.89
2019-01-13 03:00 | 43478.125 | 0.325 | 1.481
2019-01-13 04:00 | 43478.1667 | 0.372 | 1.322
2019-01-13 05:00 | 43478.2083 | 0.366 | 1.853
2019-01-13 06:00 | 43478.25 | 0.362 | 1.497
2019-01-13 07:00 | 43478.2917 | 0.429 | 1.344
2019-01-13 08:00 | 43478.3333 | 0.772 | 1.271
2019-01-13 09:00 | 43478.375 | 1.067 | 1.625
2019-01-13 10:00 | 43478.4167 | 0.638 | 3.033
2019-01-13 11:00 | 43478.4583 | 1.763 | 2.264
2019-01-13 12:00 | 43478.5 | 1.106 | 0.953
2019-01-13 13:00 | 43478.5417 | 0.724 | 2.658
2019-01-13 14:00 | 43478.5833 | 0.703 | 1.569
2019-01-13 15:00 | 43478.625 | 0.786 | 1.072
2019-01-13 16:00 | 43478.6667 | 0.565 | 1.14
2019-01-13 17:00 | 43478.7083 | 0.587 | 1.269
2019-01-13 18:00 | 43478.75 | 0.688 | 1.563
2019-01-13 19:00 | 43478.7917 | 0.704 | 1.493
2019-01-13 20:00 | 43478.8333 | 1.035 | 1.606
2019-01-13 21:00 | 43478.875 | 0.718 | 1.436
2019-01-13 22:00 | 43478.9167 | 0.526 | 1.545
2019-01-13 23:00 | 43478.9583 | 0.541 | 2.818
2019-01-14 | 43479 | 0.452 | 2.638
2019-01-14 01:00 | 43479.0417 | 0.335 | 0.769
2019-01-14 02:00 | 43479.0833 | 0.318 | 0.62
2019-01-14 03:00 | 43479.125 | 0.309 | 0.68
2019-01-14 04:00 | 43479.1667 | 0.339 | 0.63
2019-01-14 05:00 | 43479.2083 | 0.381 | 1.029
2019-01-14 06:00 | 43479.25 | 0.535 | 0.789
2019-01-14 07:00 | 43479.2917 | 0.612 | 1.814
2019-01-14 08:00 | 43479.3333 | 0.63 | 2.936
2019-01-14 09:00 | 43479.375 | 0.358 | 1.335
2019-01-14 10:00 | 43479.4167 | 0.351 | 2.407
2019-01-14 11:00 | 43479.4583 | 0.37 | 1.078
2019-01-14 12:00 | 43479.5 | 0.599 | 1.174
2019-01-14 13:00 | 43479.5417 | 1.272 | 1.236
2019-01-14 14:00 | 43479.5833 | 0.803 | 1.122
2019-01-14 15:00 | 43479.625 | 0.641 | 0.74
2019-01-14 16:00 | 43479.6667 | 0.577 | 1.087
2019-01-14 17:00 | 43479.7083 | 0.949 | 1.349
2019-01-14 18:00 | 43479.75 | 0.598 | 1.421
2019-01-14 19:00 | 43479.7917 | 0.599 | 2.572
2019-01-14 20:00 | 43479.8333 | 2.565 | 1.555
2019-01-14 21:00 | 43479.875 | 0.89 | 1.96
2019-01-14 22:00 | 43479.9167 | 0.647 | 1.683
2019-01-14 23:00 | 43479.9583 | 0.56 | 1.006
2019-01-15 | 43480 | 0.391 | 2.709
2019-01-15 01:00 | 43480.0417 | 0.368 | 2.76
2019-01-15 02:00 | 43480.0833 | 0.304 | 2.24
2019-01-15 03:00 | 43480.125 | 0.334 | 1.293
2019-01-15 04:00 | 43480.1667 | 0.358 | 0.993
2019-01-15 05:00 | 43480.2083 | 0.355 | 1.226
2019-01-15 06:00 | 43480.25 | 0.567 | 1.134
2019-01-15 07:00 | 43480.2917 | 0.624 | 2.449
2019-01-15 08:00 | 43480.3333 | 0.552 | 3.101
2019-01-15 09:00 | 43480.375 | 0.657 | 2.148
2019-01-15 10:00 | 43480.4167 | 0.498 | 1.618
2019-01-15 11:00 | 43480.4583 | 0.448 | 1.156
2019-01-15 12:00 | 43480.5 | 0.529 | 0.518
2019-01-15 13:00 | 43480.5417 | 1.127 | 1.427
2019-01-15 14:00 | 43480.5833 | 1.875 | 1.124
2019-01-15 15:00 | 43480.625 | 0.621 | 1.208
2019-01-15 16:00 | 43480.6667 | 0.541 | 0.881
2019-01-15 17:00 | 43480.7083 | 0.531 | 0.638
2019-01-15 18:00 | 43480.75 | 0.599 | 1.358
2019-01-15 19:00 | 43480.7917 | 1.008 | 1.296
2019-01-15 20:00 | 43480.8333 | 0.949 | 1.87
2019-01-15 21:00 | 43480.875 | 0.62 | 1.683
2019-01-15 22:00 | 43480.9167 | 0.514 | 2.046
2019-01-15 23:00 | 43480.9583 | 0.56 | 3.004
2019-01-16 | 43481 | 0.458 | 2.853
2019-01-16 01:00 | 43481.0417 | 0.338 | 2.307
2019-01-16 02:00 | 43481.0833 | 0.317 | 1.949
2019-01-16 03:00 | 43481.125 | 0.307 | 1.21
2019-01-16 04:00 | 43481.1667 | 0.352 | 1.217
2019-01-16 05:00 | 43481.2083 | 0.386 | 1.368
2019-01-16 06:00 | 43481.25 | 0.439 | 1.204
2019-01-16 07:00 | 43481.2917 | 0.555 | 1.457
2019-01-16 08:00 | 43481.3333 | 0.52 | 2.515
2019-01-16 09:00 | 43481.375 | 0.585 | 2.5
2019-01-16 10:00 | 43481.4167 | 0.683 | 2.293
2019-01-16 11:00 | 43481.4583 | 0.477 | 2.155
2019-01-16 12:00 | 43481.5 | 0.66 | 0.677
2019-01-16 13:00 | 43481.5417 | 0.809 | 0.787
2019-01-16 14:00 | 43481.5833 | 0.671 | 0.69
2019-01-16 15:00 | 43481.625 | 0.635 | 0.655
2019-01-16 16:00 | 43481.6667 | 1.297 | 1.184
2019-01-16 17:00 | 43481.7083 | 1.043 | 1.271
2019-01-16 18:00 | 43481.75 | 0.68 | 1.298
2019-01-16 19:00 | 43481.7917 | 0.7 | 1.263
2019-01-16 20:00 | 43481.8333 | 1.597 | 1.324
2019-01-16 21:00 | 43481.875 | 0.882 | 1.602
2019-01-16 22:00 | 43481.9167 | 0.748 | 1.697
2019-01-16 23:00 | 43481.9583 | 0.557 | 2.588
2019-01-17 | 43482 | 0.435 | 2.236
2019-01-17 01:00 | 43482.0417 | 0.394 | 0.451
2019-01-17 02:00 | 43482.0833 | 0.323 | 0.514
2019-01-17 03:00 | 43482.125 | 0.446 | 0.528
2019-01-17 04:00 | 43482.1667 | 0.323 | 0.656
2019-01-17 05:00 | 43482.2083 | 0.351 | 0.967
2019-01-17 06:00 | 43482.25 | 0.359 | 0.843
2019-01-17 07:00 | 43482.2917 | 0.695 | 2.352
2019-01-17 08:00 | 43482.3333 | 0.839 | 2.908
2019-01-17 09:00 | 43482.375 | 0.48 | 1.896
2019-01-17 10:00 | 43482.4167 | 0.464 | 2.617
2019-01-17 11:00 | 43482.4583 | 0.566 | 1.038
2019-01-17 12:00 | 43482.5 | 2.151 | 0.597
2019-01-17 13:00 | 43482.5417 | 1.344 | 0.685
2019-01-17 14:00 | 43482.5833 | 0.665 | 0.959
2019-01-17 15:00 | 43482.625 | 0.585 | 1.042
2019-01-17 16:00 | 43482.6667 | 0.576 | 1.141
2019-01-17 17:00 | 43482.7083 | 0.863 | 1.689
2019-01-17 18:00 | 43482.75 | 0.594 | 1.232
2019-01-17 19:00 | 43482.7917 | 0.655 | 1.534
2019-01-17 20:00 | 43482.8333 | 1.042 | 2.117
2019-01-17 21:00 | 43482.875 | 1.734 | 2.382
2019-01-17 22:00 | 43482.9167 | 0.96 | 1.733
2019-01-17 23:00 | 43482.9583 | 0.506 | 2.859
2019-01-18 | 43483 | 0.435 | 2.352
2019-01-18 01:00 | 43483.0417 | 0.37 | 1.633
2019-01-18 02:00 | 43483.0833 | 0.302 | 1.29
2019-01-18 03:00 | 43483.125 | 0.356 | 0.542
2019-01-18 04:00 | 43483.1667 | 0.402 | 0.837
2019-01-18 05:00 | 43483.2083 | 0.34 | 1.652
2019-01-18 06:00 | 43483.25 | 0.361 | 1.25
2019-01-18 07:00 | 43483.2917 | 0.548 | 1.541
2019-01-18 08:00 | 43483.3333 | 0.603 | 2.487
2019-01-18 09:00 | 43483.375 | 0.555 | 3.289
2019-01-18 10:00 | 43483.4167 | 0.634 | 2.317
2019-01-18 11:00 | 43483.4583 | 0.714 | 1.292
2019-01-18 12:00 | 43483.5 | 0.621 | 1.266
2019-01-18 13:00 | 43483.5417 | 1.132 | 1.037
2019-01-18 14:00 | 43483.5833 | 0.69 | 1.374
2019-01-18 15:00 | 43483.625 | 0.598 | 1.683
2019-01-18 16:00 | 43483.6667 | 0.502 | 1.125
2019-01-18 17:00 | 43483.7083 | 0.553 | 1.12
2019-01-18 18:00 | 43483.75 | 0.611 | 1.976
2019-01-18 19:00 | 43483.7917 | 0.607 | 2.37
2019-01-18 20:00 | 43483.8333 | 0.666 | 1.969
2019-01-18 21:00 | 43483.875 | 0.582 | 1.886
2019-01-18 22:00 | 43483.9167 | 0.509 | 1.361
2019-01-18 23:00 | 43483.9583 | 0.505 | 2.281
2019-01-19 | 43484 | 0.482 | 0.935
2019-01-19 01:00 | 43484.0417 | 0.489 | 1.146
2019-01-19 02:00 | 43484.0833 | 0.321 | 1.042
2019-01-19 03:00 | 43484.125 | 0.329 | 1.171
2019-01-19 04:00 | 43484.1667 | 0.358 | 1.055
2019-01-19 05:00 | 43484.2083 | 0.379 | 1.469
2019-01-19 06:00 | 43484.25 | 0.356 | 1.267
2019-01-19 07:00 | 43484.2917 | 0.393 | 1.223
2019-01-19 08:00 | 43484.3333 | 0.742 | 1.252
2019-01-19 09:00 | 43484.375 | 0.543 | 1.164
2019-01-19 10:00 | 43484.4167 | 0.553 | 2.016
2019-01-19 11:00 | 43484.4583 | 0.654 | 1.176
2019-01-19 12:00 | 43484.5 | 0.588 | 3.039
2019-01-19 13:00 | 43484.5417 | 0.568 | 2.433
2019-01-19 14:00 | 43484.5833 | 0.589 | 3.868
2019-01-19 15:00 | 43484.625 | 0.554 | 1.484
2019-01-19 16:00 | 43484.6667 | 0.522 | 1.215
2019-01-19 17:00 | 43484.7083 | 0.451 | 1.155
2019-01-19 18:00 | 43484.75 | 0.673 | 1.413
2019-01-19 19:00 | 43484.7917 | 0.623 | 3.061
2019-01-19 20:00 | 43484.8333 | 1.495 | 1.741
2019-01-19 21:00 | 43484.875 | 0.632 | 1.761
2019-01-19 22:00 | 43484.9167 | 0.534 | 1.593
2019-01-19 23:00 | 43484.9583 | 0.48 | 2.584
2019-01-20 | 43485 | 0.446 | 2.332
2019-01-20 01:00 | 43485.0417 | 0.413 | 1.142
2019-01-20 02:00 | 43485.0833 | 0.307 | 1.261
2019-01-20 03:00 | 43485.125 | 0.369 | 0.96
2019-01-20 04:00 | 43485.1667 | 0.49 | 1.137
2019-01-20 05:00 | 43485.2083 | 0.37 | 1.526
2019-01-20 06:00 | 43485.25 | 0.39 | 1.267
2019-01-20 07:00 | 43485.2917 | 0.473 | 1.235
2019-01-20 08:00 | 43485.3333 | 0.721 | 1.242
2019-01-20 09:00 | 43485.375 | 0.609 | 1.068
2019-01-20 10:00 | 43485.4167 | 2.553 | 1.786
2019-01-20 11:00 | 43485.4583 | 1.472 | 2.563
2019-01-20 12:00 | 43485.5 | 0.703 | 1.709
2019-01-20 13:00 | 43485.5417 | 0.597 | 1.34
2019-01-20 14:00 | 43485.5833 | 0.659 | 0.713
2019-01-20 15:00 | 43485.625 | 0.575 | 0.644
2019-01-20 16:00 | 43485.6667 | 0.487 | 1.167
2019-01-20 17:00 | 43485.7083 | 0.486 | 1.067
2019-01-20 18:00 | 43485.75 | 0.665 | 1.394
2019-01-20 19:00 | 43485.7917 | 0.675 | 1.635
2019-01-20 20:00 | 43485.8333 | 0.735 | 1.639
2019-01-20 21:00 | 43485.875 | 0.603 | 1.48
2019-01-20 22:00 | 43485.9167 | 0.505 | 1.728
2019-01-20 23:00 | 43485.9583 | 0.562 | 3.028
2019-01-21 | 43486 | 0.437 | 2.65
2019-01-21 01:00 | 43486.0417 | 0.363 | 2.181
2019-01-21 02:00 | 43486.0833 | 0.315 | 1.215
2019-01-21 03:00 | 43486.125 | 0.327 | 1.061
2019-01-21 04:00 | 43486.1667 | 0.375 | 1.076
2019-01-21 05:00 | 43486.2083 | 0.348 | 1.569
2019-01-21 06:00 | 43486.25 | 0.33 | 1.289
2019-01-21 07:00 | 43486.2917 | 0.578 | 1.562
2019-01-21 08:00 | 43486.3333 | 1.667 | 1.945
2019-01-21 09:00 | 43486.375 | 0.668 | 2.784
2019-01-21 10:00 | 43486.4167 | 0.447 | 1.347
2019-01-21 11:00 | 43486.4583 | 0.48 | 1.155
2019-01-21 12:00 | 43486.5 | 1.01 | 1.125
2019-01-21 13:00 | 43486.5417 | 0.975 | 1.393
2019-01-21 14:00 | 43486.5833 | 0.671 | 0.583
2019-01-21 15:00 | 43486.625 | 0.59 | 1.694
2019-01-21 16:00 | 43486.6667 | 0.529 | 0.641
2019-01-21 17:00 | 43486.7083 | 0.439 | 0.685
2019-01-21 18:00 | 43486.75 | 0.574 | 0.816
2019-01-21 19:00 | 43486.7917 | 0.676 | 1.537
2019-01-21 20:00 | 43486.8333 | 1.397 | 1.45
2019-01-21 21:00 | 43486.875 | 0.628 | 2.265
2019-01-21 22:00 | 43486.9167 | 0.492 | 1.63
2019-01-21 23:00 | 43486.9583 | 0.51 | 1.436
2019-01-22 | 43487 | 0.442 | 3.383
2019-01-22 01:00 | 43487.0417 | 0.342 | 2.246
2019-01-22 02:00 | 43487.0833 | 0.318 | 1.574
2019-01-22 03:00 | 43487.125 | 0.356 | 1.334
2019-01-22 04:00 | 43487.1667 | 0.357 | 1.191
2019-01-22 05:00 | 43487.2083 | 0.357 | 1.52
2019-01-22 06:00 | 43487.25 | 0.614 | 1.27
2019-01-22 07:00 | 43487.2917 | 0.586 | 1.549
2019-01-22 08:00 | 43487.3333 | 0.714 | 1.804
2019-01-22 09:00 | 43487.375 | 1.072 | 1.836
2019-01-22 10:00 | 43487.4167 | 0.949 | 1.798
2019-01-22 11:00 | 43487.4583 | 0.508 | 1.202
2019-01-22 12:00 | 43487.5 | 1.22 | 1.07
2019-01-22 13:00 | 43487.5417 | 1.308 | 1.199
2019-01-22 14:00 | 43487.5833 | 0.681 | 1.399
2019-01-22 15:00 | 43487.625 | 0.549 | 1.163
2019-01-22 16:00 | 43487.6667 | 0.54 | 1.159
2019-01-22 17:00 | 43487.7083 | 0.543 | 0.969
2019-01-22 18:00 | 43487.75 | 0.583 | 0.806
2019-01-22 19:00 | 43487.7917 | 0.659 | 1.439
2019-01-22 20:00 | 43487.8333 | 1.16 | 1.751
2019-01-22 21:00 | 43487.875 | 1.448 | 1.895
2019-01-22 22:00 | 43487.9167 | 1.056 | 1.232
2019-01-22 23:00 | 43487.9583 | 0.51 | 2.778
2019-01-23 | 43488 | 0.422 | 2.63
2019-01-23 01:00 | 43488.0417 | 0.325 | 1.973
2019-01-23 02:00 | 43488.0833 | 0.305 | 1.135
2019-01-23 03:00 | 43488.125 | 0.342 | 1.05
2019-01-23 04:00 | 43488.1667 | 0.377 | 1.139
2019-01-23 05:00 | 43488.2083 | 0.394 | 1.522
2019-01-23 06:00 | 43488.25 | 0.534 | 1.248
2019-01-23 07:00 | 43488.2917 | 0.504 | 1.444
2019-01-23 08:00 | 43488.3333 | 0.677 | 2.423
2019-01-23 09:00 | 43488.375 | 0.637 | 2.998
2019-01-23 10:00 | 43488.4167 | 0.42 | 1.223
2019-01-23 11:00 | 43488.4583 | 0.38 | 1.804
2019-01-23 12:00 | 43488.5 | 1.259 | 1.675
2019-01-23 13:00 | 43488.5417 | 2.377 | 1.788
2019-01-23 14:00 | 43488.5833 | 0.614 | 1.493
2019-01-23 15:00 | 43488.625 | 0.533 | 1.375
2019-01-23 16:00 | 43488.6667 | 0.52 | 1.29
2019-01-23 17:00 | 43488.7083 | 0.499 | 1.151
2019-01-23 18:00 | 43488.75 | 0.551 | 1.313
2019-01-23 19:00 | 43488.7917 | 0.588 | 1.357
2019-01-23 20:00 | 43488.8333 | 0.777 | 1.287
2019-01-23 21:00 | 43488.875 | 0.605 | 2.259
2019-01-23 22:00 | 43488.9167 | 0.493 | 1.506
2019-01-23 23:00 | 43488.9583 | 0.541 | 2.653
2019-01-24 | 43489 | 0.44 | 2.392
2019-01-24 01:00 | 43489.0417 | 0.361 | 1.555
2019-01-24 02:00 | 43489.0833 | 0.31 | 0.477
2019-01-24 03:00 | 43489.125 | 0.316 | 1.014
2019-01-24 04:00 | 43489.1667 | 0.354 | 1.129
2019-01-24 05:00 | 43489.2083 | 0.402 | 1.324
2019-01-24 06:00 | 43489.25 | 0.47 | 1.334
2019-01-24 07:00 | 43489.2917 | 0.444 | 1.457
2019-01-24 08:00 | 43489.3333 | 0.461 | 1.549
2019-01-24 09:00 | 43489.375 | 0.429 | 2.385
2019-01-24 10:00 | 43489.4167 | 0.958 | 1.342
2019-01-24 11:00 | 43489.4583 | 1.05 | 1.226
2019-01-24 12:00 | 43489.5 | 0.884 | 1.242
2019-01-24 13:00 | 43489.5417 | 1.257 | 1.214
2019-01-24 14:00 | 43489.5833 | 0.694 | 1.933
2019-01-24 15:00 | 43489.625 | 0.639 | 1.96
2019-01-24 16:00 | 43489.6667 | 1.135 | 1.934
2019-01-24 17:00 | 43489.7083 | 0.73 | 1.222
2019-01-24 18:00 | 43489.75 | 0.59 | 1.043
2019-01-24 19:00 | 43489.7917 | 0.625 | 1.323
2019-01-24 20:00 | 43489.8333 | 0.914 | 1.36
2019-01-24 21:00 | 43489.875 | 0.667 | 1.757
2019-01-24 22:00 | 43489.9167 | 0.499 | 1.382
2019-01-24 23:00 | 43489.9583 | 0.515 | 3.943
2019-01-25 | 43490 | 0.45 | 3.002
2019-01-25 01:00 | 43490.0417 | 0.308 | 2.016
2019-01-25 02:00 | 43490.0833 | 0.341 | 1.037
2019-01-25 03:00 | 43490.125 | 0.315 | 1.113
2019-01-25 04:00 | 43490.1667 | 0.316 | 1.073
2019-01-25 05:00 | 43490.2083 | 0.344 | 1.084
2019-01-25 06:00 | 43490.25 | 0.347 | 1.095
2019-01-25 07:00 | 43490.2917 | 0.549 | 2.198
2019-01-25 08:00 | 43490.3333 | 0.654 | 1.633
2019-01-25 09:00 | 43490.375 | 1.76 | 2.33
2019-01-25 10:00 | 43490.4167 | 1.522 | 2.206
2019-01-25 11:00 | 43490.4583 | 0.692 | 1.055
2019-01-25 12:00 | 43490.5 | 1.571 | 0.642
2019-01-25 13:00 | 43490.5417 | 1.709 | 0.679
2019-01-25 14:00 | 43490.5833 | 1.51 | 0.737
2019-01-25 15:00 | 43490.625 | 1.122 | 0.662
2019-01-25 16:00 | 43490.6667 | 0.503 | 1.323
2019-01-25 17:00 | 43490.7083 | 0.53 | 1.278
2019-01-25 18:00 | 43490.75 | 0.568 | 1.455
2019-01-25 19:00 | 43490.7917 | 0.649 | 1.688
2019-01-25 20:00 | 43490.8333 | 0.76 | 1.568
2019-01-25 21:00 | 43490.875 | 0.505 | 1.706
2019-01-25 22:00 | 43490.9167 | 0.508 | 1.767
2019-01-25 23:00 | 43490.9583 | 0.493 | 2.188
2019-01-26 | 43491 | 0.43 | 1.553
2019-01-26 01:00 | 43491.0417 | 0.453 | 1.247
2019-01-26 02:00 | 43491.0833 | 0.365 | 1.131
2019-01-26 03:00 | 43491.125 | 0.301 | 1.251
2019-01-26 04:00 | 43491.1667 | 0.354 | 1.079
2019-01-26 05:00 | 43491.2083 | 0.395 | 1.24
2019-01-26 06:00 | 43491.25 | 0.327 | 1.088
2019-01-26 07:00 | 43491.2917 | 0.374 | 1.259
2019-01-26 08:00 | 43491.3333 | 0.541 | 1.098
2019-01-26 09:00 | 43491.375 | 0.523 | 1.266
2019-01-26 10:00 | 43491.4167 | 0.596 | 1.576
2019-01-26 11:00 | 43491.4583 | 0.628 | 3.14
2019-01-26 12:00 | 43491.5 | 0.636 | 1.296
2019-01-26 13:00 | 43491.5417 | 0.627 | 1.369
2019-01-26 14:00 | 43491.5833 | 0.581 | 2.673
2019-01-26 15:00 | 43491.625 | 0.469 | 1.827
2019-01-26 16:00 | 43491.6667 | 0.398 | 0.788
2019-01-26 17:00 | 43491.7083 | 0.347 | 0.682
2019-01-26 18:00 | 43491.75 | 0.476 | 0.881
2019-01-26 19:00 | 43491.7917 | 0.531 | 1.099
2019-01-26 20:00 | 43491.8333 | 0.762 | 1.066
2019-01-26 21:00 | 43491.875 | 0.572 | 0.932
2019-01-26 22:00 | 43491.9167 | 0.529 | 1.27
2019-01-26 23:00 | 43491.9583 | 0.64 | 2.811
2019-01-27 | 43492 | 0.424 | 2.777
2019-01-27 01:00 | 43492.0417 | 0.328 | 1.537
2019-01-27 02:00 | 43492.0833 | 0.318 | 1.102
2019-01-27 03:00 | 43492.125 | 0.355 | 1.123
2019-01-27 04:00 | 43492.1667 | 0.347 | 1.194
2019-01-27 05:00 | 43492.2083 | 0.36 | 1.576
2019-01-27 06:00 | 43492.25 | 0.359 | 1.273
2019-01-27 07:00 | 43492.2917 | 0.465 | 1.095
2019-01-27 08:00 | 43492.3333 | 0.741 | 1.059
2019-01-27 09:00 | 43492.375 | 0.834 | 1.332
2019-01-27 10:00 | 43492.4167 | 2.015 | 1.211
2019-01-27 11:00 | 43492.4583 | 1.163 | 2.094
2019-01-27 12:00 | 43492.5 | 1.734 | 1.331
2019-01-27 13:00 | 43492.5417 | 0.638 | 1.345
2019-01-27 14:00 | 43492.5833 | 0.591 | 2.351
2019-01-27 15:00 | 43492.625 | 0.91 | 1.358
2019-01-27 16:00 | 43492.6667 | 0.65 | 1.441
2019-01-27 17:00 | 43492.7083 | 0.493 | 1.472
2019-01-27 18:00 | 43492.75 | 0.554 | 1.592
2019-01-27 19:00 | 43492.7917 | 0.611 | 1.844
2019-01-27 20:00 | 43492.8333 | 0.8 | 1.399
2019-01-27 21:00 | 43492.875 | 0.57 | 1.316
2019-01-27 22:00 | 43492.9167 | 0.65 | 1.405
2019-01-27 23:00 | 43492.9583 | 0.586 | 3.043
2019-01-28 | 43493 | 0.452 | 2.337
2019-01-28 01:00 | 43493.0417 | 0.339 | 0.868
2019-01-28 02:00 | 43493.0833 | 0.335 | 1.194
2019-01-28 03:00 | 43493.125 | 0.345 | 1.251
2019-01-28 04:00 | 43493.1667 | 0.384 | 1.339
2019-01-28 05:00 | 43493.2083 | 0.368 | 1.595
2019-01-28 06:00 | 43493.25 | 0.441 | 0.946
2019-01-28 07:00 | 43493.2917 | 0.587 | 1.401
2019-01-28 08:00 | 43493.3333 | 0.591 | 2.694
2019-01-28 09:00 | 43493.375 | 0.599 | 2.448
2019-01-28 10:00 | 43493.4167 | 0.567 | 3.292
2019-01-28 11:00 | 43493.4583 | 0.4 | 1.217
2019-01-28 12:00 | 43493.5 | 0.446 | 0.796
2019-01-28 13:00 | 43493.5417 | 0.742 | 1.159
2019-01-28 14:00 | 43493.5833 | 0.615 | 0.832
2019-01-28 15:00 | 43493.625 | 0.551 | 1.369
2019-01-28 16:00 | 43493.6667 | 0.54 | 1.305
2019-01-28 17:00 | 43493.7083 | 1.152 | 2.001
2019-01-28 18:00 | 43493.75 | 0.625 | 1.633
2019-01-28 19:00 | 43493.7917 | 0.605 | 1.982
2019-01-28 20:00 | 43493.8333 | 1.272 | 1.761
2019-01-28 21:00 | 43493.875 | 0.632 | 1.887
2019-01-28 22:00 | 43493.9167 | 1.322 | 1.252
2019-01-28 23:00 | 43493.9583 | 1.158 | 1.098
2019-01-29 | 43494 | 0.395 | 2.596
2019-01-29 01:00 | 43494.0417 | 0.518 | 2.01
2019-01-29 02:00 | 43494.0833 | 0.324 | 2.029
2019-01-29 03:00 | 43494.125 | 0.36 | 1.492
2019-01-29 04:00 | 43494.1667 | 0.376 | 1.346
2019-01-29 05:00 | 43494.2083 | 0.348 | 1.783
2019-01-29 06:00 | 43494.25 | 0.375 | 1.429
2019-01-29 07:00 | 43494.2917 | 0.68 | 2.541
2019-01-29 08:00 | 43494.3333 | 0.558 | 2.493
2019-01-29 09:00 | 43494.375 | 1.333 | 1.283
2019-01-29 10:00 | 43494.4167 | 0.473 | 1.147
2019-01-29 11:00 | 43494.4583 | 0.61 | 1.194
2019-01-29 12:00 | 43494.5 | 0.835 | 1.207
2019-01-29 13:00 | 43494.5417 | 0.887 | 1.179
2019-01-29 14:00 | 43494.5833 | 0.616 | 1.598
2019-01-29 15:00 | 43494.625 | 0.582 | 1.086
2019-01-29 16:00 | 43494.6667 | 0.528 | 0.767
2019-01-29 17:00 | 43494.7083 | 0.474 | 0.709
2019-01-29 18:00 | 43494.75 | 0.599 | 2.46
2019-01-29 19:00 | 43494.7917 | 0.604 | 1.695
2019-01-29 20:00 | 43494.8333 | 1 | 1.8
2019-01-29 21:00 | 43494.875 | 0.728 | 2.02
2019-01-29 22:00 | 43494.9167 | 0.521 | 1.379
2019-01-29 23:00 | 43494.9583 | 0.503 | 2.902
2019-01-30 | 43495 | 0.394 | 2.243
2019-01-30 01:00 | 43495.0417 | 0.403 | 1.633
2019-01-30 02:00 | 43495.0833 | 0.348 | 0.565
2019-01-30 03:00 | 43495.125 | 0.34 | 0.847
2019-01-30 04:00 | 43495.1667 | 0.371 | 0.749
2019-01-30 05:00 | 43495.2083 | 0.369 | 1.79
2019-01-30 06:00 | 43495.25 | 0.586 | 1.376
2019-01-30 07:00 | 43495.2917 | 0.695 | 2.808
2019-01-30 08:00 | 43495.3333 | 0.796 | 2.593
2019-01-30 09:00 | 43495.375 | 0.618 | 1.688
2019-01-30 10:00 | 43495.4167 | 0.436 | 2.866
2019-01-30 11:00 | 43495.4583 | 0.453 | 2.177
2019-01-30 12:00 | 43495.5 | 0.483 | 1.206
2019-01-30 13:00 | 43495.5417 | 1.232 | 1.673
2019-01-30 14:00 | 43495.5833 | 0.651 | 1.549
2019-01-30 15:00 | 43495.625 | 0.597 | 1.32
2019-01-30 16:00 | 43495.6667 | 0.51 | 1.285
2019-01-30 17:00 | 43495.7083 | 0.541 | 1.408
2019-01-30 18:00 | 43495.75 | 0.599 | 1.477
2019-01-30 19:00 | 43495.7917 | 0.588 | 1.666
2019-01-30 20:00 | 43495.8333 | 0.72 | 1.774
2019-01-30 21:00 | 43495.875 | 0.68 | 1.824
2019-01-30 22:00 | 43495.9167 | 0.564 | 1.264
2019-01-30 23:00 | 43495.9583 | 0.507 | 2.972
2019-01-31 | 43496 | 0.453 | 2.353
2019-01-31 01:00 | 43496.0417 | 0.368 | 1.325
2019-01-31 02:00 | 43496.0833 | 0.307 | 0.562
2019-01-31 03:00 | 43496.125 | 0.401 | 0.819
2019-01-31 04:00 | 43496.1667 | 0.412 | 0.689
2019-01-31 05:00 | 43496.2083 | 0.395 | 1.067
2019-01-31 06:00 | 43496.25 | 0.328 | 0.932
2019-01-31 07:00 | 43496.2917 | 0.576 | 2.343
2019-01-31 08:00 | 43496.3333 | 0.552 | 2.847
2019-01-31 09:00 | 43496.375 | 0.48 | 1.864
2019-01-31 10:00 | 43496.4167 | 0.76 | 1.801
2019-01-31 11:00 | 43496.4583 | 0.548 | 1.44
2019-01-31 12:00 | 43496.5 | 0.625 | 0.737
2019-01-31 13:00 | 43496.5417 | 0.554 | 1.504
2019-01-31 14:00 | 43496.5833 | 0.77 | 0.968
2019-01-31 15:00 | 43496.625 | 0.79 | 1.079
2019-01-31 16:00 | 43496.6667 | 0.646 | 0.737
2019-01-31 17:00 | 43496.7083 | 0.502 | 0.672
2019-01-31 18:00 | 43496.75 | 0.555 | 1.36
2019-01-31 19:00 | 43496.7917 | 0.687 | 1.932
2019-01-31 20:00 | 43496.8333 | 1.424 | 1.539
2019-01-31 21:00 | 43496.875 | 1.49 | 1.526
2019-01-31 22:00 | 43496.9167 | 1.085 | 1.653
2019-01-31 23:00 | 43496.9583 | 0.545 | 2.923
2019-02-01 | 43497 | 0.456 | 2.325
2019-02-01 01:00 | 43497.0417 | 0.374 | 1.417
2019-02-01 02:00 | 43497.0833 | 0.337 | 0.562
2019-02-01 03:00 | 43497.125 | 0.382 | 0.905
2019-02-01 04:00 | 43497.1667 | 0.343 | 0.751
2019-02-01 05:00 | 43497.2083 | 0.364 | 1.214
2019-02-01 06:00 | 43497.25 | 0.358 | 0.912
2019-02-01 07:00 | 43497.2917 | 0.395 | 1.938
2019-02-01 08:00 | 43497.3333 | 0.639 | 3.401
2019-02-01 09:00 | 43497.375 | 0.583 | 2.827
2019-02-01 10:00 | 43497.4167 | 0.53 | 2.261
2019-02-01 11:00 | 43497.4583 | 0.196 | 1.529
2019-02-01 12:00 | 43497.5 | 0.241 | 1.192
2019-02-01 13:00 | 43497.5417 | 0.326 | 1.426
2019-02-01 14:00 | 43497.5833 | 0.245 | 1.014
2019-02-01 15:00 | 43497.625 | 0.254 | 1.166
2019-02-01 16:00 | 43497.6667 | 0.29 | 0.861
2019-02-01 17:00 | 43497.7083 | 0.842 | 0.879
2019-02-01 18:00 | 43497.75 | 0.232 | 1.665
2019-02-01 19:00 | 43497.7917 | 0.296 | 2.115
2019-02-01 20:00 | 43497.8333 | 0.334 | 2.718
2019-02-01 21:00 | 43497.875 | 0.348 | 2.215
2019-02-01 22:00 | 43497.9167 | 0.299 | 1.807
2019-02-01 23:00 | 43497.9583 | 0.294 | 2.989
2019-02-02 | 43498 | 0.35 | 1.839
2019-02-02 01:00 | 43498.0417 | 0.355 | 1.105
2019-02-02 02:00 | 43498.0833 | 0.332 | 1.229
2019-02-02 03:00 | 43498.125 | 0.355 | 1.379
2019-02-02 04:00 | 43498.1667 | 0.347 | 1.297
2019-02-02 05:00 | 43498.2083 | 0.34 | 1.783
2019-02-02 06:00 | 43498.25 | 0.339 | 1.539
2019-02-02 07:00 | 43498.2917 | 0.349 | 1.486
2019-02-02 08:00 | 43498.3333 | 0.332 | 1.574
2019-02-02 09:00 | 43498.375 | 0.296 | 1.426
2019-02-02 10:00 | 43498.4167 | 0.216 | 1.698
2019-02-02 11:00 | 43498.4583 | 0.265 | 2.444
2019-02-02 12:00 | 43498.5 | 0.25 | 2.551
2019-02-02 13:00 | 43498.5417 | 0.264 | 1.564
2019-02-02 14:00 | 43498.5833 | 0.253 | 2.581
2019-02-02 15:00 | 43498.625 | 0.356 | 0.851
2019-02-02 16:00 | 43498.6667 | 0.245 | 0.984
2019-02-02 17:00 | 43498.7083 | 0.254 | 0.821
2019-02-02 18:00 | 43498.75 | 0.237 | 1.052
2019-02-02 19:00 | 43498.7917 | 0.349 | 1.998
2019-02-02 20:00 | 43498.8333 | 0.365 | 1.898
2019-02-02 21:00 | 43498.875 | 0.393 | 1.632
2019-02-02 22:00 | 43498.9167 | 0.316 | 1.605
2019-02-02 23:00 | 43498.9583 | 0.317 | 3.031
2019-02-03 | 43499 | 0.332 | 2.68
2019-02-03 01:00 | 43499.0417 | 0.327 | 1.976
2019-02-03 02:00 | 43499.0833 | 0.324 | 1.689
2019-02-03 03:00 | 43499.125 | 0.419 | 0.919
2019-02-03 04:00 | 43499.1667 | 0.369 | 1.135
2019-02-03 05:00 | 43499.2083 | 0.334 | 2.042
2019-02-03 06:00 | 43499.25 | 0.353 | 1.837
2019-02-03 07:00 | 43499.2917 | 0.334 | 1.818
2019-02-03 08:00 | 43499.3333 | 0.298 | 1.494
2019-02-03 09:00 | 43499.375 | 0.288 | 1.526
2019-02-03 10:00 | 43499.4167 | 0.249 | 1.744
2019-02-03 11:00 | 43499.4583 | 0.238 | 1.706
2019-02-03 12:00 | 43499.5 | 0.278 | 1.094
2019-02-03 13:00 | 43499.5417 | 0.342 | 1.874
2019-02-03 14:00 | 43499.5833 | 0.217 | 0.828
2019-02-03 15:00 | 43499.625 | 0.229 | 0.955
2019-02-03 16:00 | 43499.6667 | 0.212 | 0.866
2019-02-03 17:00 | 43499.7083 | 0.185 | 0.969
2019-02-03 18:00 | 43499.75 | 0.19 | 1.363
2019-02-03 19:00 | 43499.7917 | 0.332 | 1.521
2019-02-03 20:00 | 43499.8333 | 0.381 | 1.549
2019-02-03 21:00 | 43499.875 | 0.333 | 1.523
2019-02-03 22:00 | 43499.9167 | 0.311 | 1.741
2019-02-03 23:00 | 43499.9583 | 0.326 | 3.494
2019-02-04 | 43500 | 0.472 | 3.654
2019-02-04 01:00 | 43500.0417 | 0.452 | 2.172
2019-02-04 02:00 | 43500.0833 | 0.459 | 2.221
2019-02-04 03:00 | 43500.125 | 0.439 | 0.862
2019-02-04 04:00 | 43500.1667 | 0.443 | 0.767
2019-02-04 05:00 | 43500.2083 | 0.451 | 2.053
2019-02-04 06:00 | 43500.25 | 0.439 | 1.763
2019-02-04 07:00 | 43500.2917 | 0.417 | 2.397
2019-02-04 08:00 | 43500.3333 | 0.372 | 2.099
2019-02-04 09:00 | 43500.375 | 0.309 | 2.849
2019-02-04 10:00 | 43500.4167 | 0.303 | 2.645
2019-02-04 11:00 | 43500.4583 | 0.27 | 1.481
2019-02-04 12:00 | 43500.5 | 0.276 | 1.245
2019-02-04 13:00 | 43500.5417 | 0.285 | 1.385
2019-02-04 14:00 | 43500.5833 | 0.374 | 1.299
2019-02-04 15:00 | 43500.625 | 1.698 | 2.659
2019-02-04 16:00 | 43500.6667 | 0.803 | 1.208
2019-02-04 17:00 | 43500.7083 | 0.624 | 0.941
2019-02-04 18:00 | 43500.75 | 0.619 | 1.173
2019-02-04 19:00 | 43500.7917 | 0.653 | 1.15
2019-02-04 20:00 | 43500.8333 | 1.125 | 1.127
2019-02-04 21:00 | 43500.875 | 1.312 | 2.11
2019-02-04 22:00 | 43500.9167 | 0.535 | 1.539
2019-02-04 23:00 | 43500.9583 | 0.522 | 1.31
2019-02-05 | 43501 | 0.422 | 3.015
2019-02-05 01:00 | 43501.0417 | 0.382 | 2.609
2019-02-05 02:00 | 43501.0833 | 0.311 | 1.669
2019-02-05 03:00 | 43501.125 | 0.333 | 1.369
2019-02-05 04:00 | 43501.1667 | 0.361 | 1.36
2019-02-05 05:00 | 43501.2083 | 0.365 | 1.934
2019-02-05 06:00 | 43501.25 | 0.814 | 1.665
2019-02-05 07:00 | 43501.2917 | 0.912 | 2.228
2019-02-05 08:00 | 43501.3333 | 0.852 | 3.508
2019-02-05 09:00 | 43501.375 | 0.681 | 2.474
2019-02-05 10:00 | 43501.4167 | 0.538 | 2.425
2019-02-05 11:00 | 43501.4583 | 0.474 | 1.084
2019-02-05 12:00 | 43501.5 | 0.647 | 0.685
2019-02-05 13:00 | 43501.5417 | 1.049 | 0.742
2019-02-05 14:00 | 43501.5833 | 0.619 | 1.084
2019-02-05 15:00 | 43501.625 | 0.536 | 0.644
2019-02-05 16:00 | 43501.6667 | 0.652 | 0.798
2019-02-05 17:00 | 43501.7083 | 0.547 | 0.752
2019-02-05 18:00 | 43501.75 | 0.72 | 0.978
2019-02-05 19:00 | 43501.7917 | 0.662 | 0.992
2019-02-05 20:00 | 43501.8333 | 0.999 | 1.276
2019-02-05 21:00 | 43501.875 | 0.658 | 1.854
2019-02-05 22:00 | 43501.9167 | 0.5 | 1.901
2019-02-05 23:00 | 43501.9583 | 0.531 | 3.995
2019-02-06 | 43502 | 0.448 | 2.381
2019-02-06 01:00 | 43502.0417 | 0.39 | 2.445
2019-02-06 02:00 | 43502.0833 | 0.307 | 1.486
2019-02-06 03:00 | 43502.125 | 0.342 | 1.366
2019-02-06 04:00 | 43502.1667 | 0.317 | 1.356
2019-02-06 05:00 | 43502.2083 | 0.337 | 1.396
2019-02-06 06:00 | 43502.25 | 0.344 | 1.276
2019-02-06 07:00 | 43502.2917 | 0.491 | 2.501
2019-02-06 08:00 | 43502.3333 | 0.619 | 2.861
2019-02-06 09:00 | 43502.375 | 0.61 | 3.018
2019-02-06 10:00 | 43502.4167 | 0.464 | 2.07
2019-02-06 11:00 | 43502.4583 | 0.547 | 2.327
2019-02-06 12:00 | 43502.5 | 0.588 | 1.056
2019-02-06 13:00 | 43502.5417 | 1.781 | 0.77
2019-02-06 14:00 | 43502.5833 | 1.292 | 1.222
2019-02-06 15:00 | 43502.625 | 0.542 | 1.052
2019-02-06 16:00 | 43502.6667 | 0.559 | 0.783
2019-02-06 17:00 | 43502.7083 | 0.511 | 0.688
2019-02-06 18:00 | 43502.75 | 0.495 | 0.993
2019-02-06 19:00 | 43502.7917 | 0.502 | 0.924
2019-02-06 20:00 | 43502.8333 | 1.717 | 1.48
2019-02-06 21:00 | 43502.875 | 0.757 | 1.891
2019-02-06 22:00 | 43502.9167 | 0.543 | 1.696
2019-02-06 23:00 | 43502.9583 | 0.515 | 2.836
2019-02-07 | 43503 | 0.452 | 2.123
2019-02-07 01:00 | 43503.0417 | 0.389 | 0.707
2019-02-07 02:00 | 43503.0833 | 0.316 | 0.853
2019-02-07 03:00 | 43503.125 | 0.319 | 0.844
2019-02-07 04:00 | 43503.1667 | 0.297 | 1.101
2019-02-07 05:00 | 43503.2083 | 0.459 | 1.239
2019-02-07 06:00 | 43503.25 | 0.61 | 0.939
2019-02-07 07:00 | 43503.2917 | 0.486 | 2.198
2019-02-07 08:00 | 43503.3333 | 0.501 | 2.34
2019-02-07 09:00 | 43503.375 | 0.601 | 2.219
2019-02-07 10:00 | 43503.4167 | 0.471 | 1.917
2019-02-07 11:00 | 43503.4583 | 0.997 | 1.341
2019-02-07 12:00 | 43503.5 | 0.526 | 1.616
2019-02-07 13:00 | 43503.5417 | 1.742 | 1.017
2019-02-07 14:00 | 43503.5833 | 0.75 | 1.174
2019-02-07 15:00 | 43503.625 | 0.656 | 0.843
2019-02-07 16:00 | 43503.6667 | 0.86 | 0.674
2019-02-07 17:00 | 43503.7083 | 0.632 | 1.132
2019-02-07 18:00 | 43503.75 | 0.493 | 1.277
2019-02-07 19:00 | 43503.7917 | 0.652 | 1.02
2019-02-07 20:00 | 43503.8333 | 1.154 | 1.732
2019-02-07 21:00 | 43503.875 | 0.54 | 2.614
2019-02-07 22:00 | 43503.9167 | 0.5 | 2.324
2019-02-07 23:00 | 43503.9583 | 0.534 | 3.752
2019-02-08 | 43504 | 0.437 | 2.19
2019-02-08 01:00 | 43504.0417 | 0.436 | 1.586
2019-02-08 02:00 | 43504.0833 | 0.339 | 1.382
2019-02-08 03:00 | 43504.125 | 0.326 | 1.613
2019-02-08 04:00 | 43504.1667 | 0.373 | 1.279
2019-02-08 05:00 | 43504.2083 | 0.356 | 1.532
2019-02-08 06:00 | 43504.25 | 0.553 | 1.2
2019-02-08 07:00 | 43504.2917 | 0.509 | 1.589
2019-02-08 08:00 | 43504.3333 | 0.66 | 3.098
2019-02-08 09:00 | 43504.375 | 0.477 | 3.143
2019-02-08 10:00 | 43504.4167 | 1.009 | 2.685
2019-02-08 11:00 | 43504.4583 | 0.491 | 1.172
2019-02-08 12:00 | 43504.5 | 0.582 | 0.699
2019-02-08 13:00 | 43504.5417 | 0.761 | 0.677
2019-02-08 14:00 | 43504.5833 | 0.681 | 0.753
2019-02-08 15:00 | 43504.625 | 0.551 | 1.37
2019-02-08 16:00 | 43504.6667 | 0.505 | 0.813
2019-02-08 17:00 | 43504.7083 | 0.504 | 0.994
2019-02-08 18:00 | 43504.75 | 0.516 | 0.829
2019-02-08 19:00 | 43504.7917 | 0.6 | 0.958
2019-02-08 20:00 | 43504.8333 | 0.713 | 1.05
2019-02-08 21:00 | 43504.875 | 0.571 | 1.227
2019-02-08 22:00 | 43504.9167 | 0.478 | 1.349
2019-02-08 23:00 | 43504.9583 | 0.48 | 3.453
2019-02-09 | 43505 | 0.435 | 3.125
2019-02-09 01:00 | 43505.0417 | 0.427 | 2.308
2019-02-09 02:00 | 43505.0833 | 0.284 | 1.431
2019-02-09 03:00 | 43505.125 | 0.303 | 1.202
2019-02-09 04:00 | 43505.1667 | 0.295 | 1.264
2019-02-09 05:00 | 43505.2083 | 0.341 | 1.269
2019-02-09 06:00 | 43505.25 | 0.286 | 1.26
2019-02-09 07:00 | 43505.2917 | 0.328 | 1.293
2019-02-09 08:00 | 43505.3333 | 0.765 | 1.21
2019-02-09 09:00 | 43505.375 | 0.485 | 1.371
2019-02-09 10:00 | 43505.4167 | 0.533 | 1.289
2019-02-09 11:00 | 43505.4583 | 0.971 | 1.527
2019-02-09 12:00 | 43505.5 | 0.443 | 0.976
2019-02-09 13:00 | 43505.5417 | 0.497 | 0.651
2019-02-09 14:00 | 43505.5833 | 0.742 | 1.34
2019-02-09 15:00 | 43505.625 | 0.658 | 0.861
2019-02-09 16:00 | 43505.6667 | 0.529 | 0.794
2019-02-09 17:00 | 43505.7083 | 0.421 | 0.726
2019-02-09 18:00 | 43505.75 | 0.504 | 1.182
2019-02-09 19:00 | 43505.7917 | 0.536 | 1.137
2019-02-09 20:00 | 43505.8333 | 0.682 | 1.066
2019-02-09 21:00 | 43505.875 | 0.847 | 1.246
2019-02-09 22:00 | 43505.9167 | 0.45 | 1.484
2019-02-09 23:00 | 43505.9583 | 0.547 | 3.75
2019-02-10 | 43506 | 0.435 | 2.902
2019-02-10 01:00 | 43506.0417 | 0.427 | 2.549
2019-02-10 02:00 | 43506.0833 | 0.337 | 0.982
2019-02-10 03:00 | 43506.125 | 0.315 | 0.562
2019-02-10 04:00 | 43506.1667 | 0.301 | 0.839
2019-02-10 05:00 | 43506.2083 | 0.343 | 0.685
2019-02-10 06:00 | 43506.25 | 0.314 | 0.723
2019-02-10 07:00 | 43506.2917 | 0.501 | 0.854
2019-02-10 08:00 | 43506.3333 | 0.518 | 1.276
2019-02-10 09:00 | 43506.375 | 1.743 | 1.39
2019-02-10 10:00 | 43506.4167 | 1.393 | 1.584
2019-02-10 11:00 | 43506.4583 | 2.294 | 3.146
2019-02-10 12:00 | 43506.5 | 1.387 | 1.24
2019-02-10 13:00 | 43506.5417 | 0.732 | 2.381
2019-02-10 14:00 | 43506.5833 | 1.379 | 2.162
2019-02-10 15:00 | 43506.625 | 0.858 | 0.871
2019-02-10 16:00 | 43506.6667 | 0.661 | 1.211
2019-02-10 17:00 | 43506.7083 | 0.486 | 1.114
2019-02-10 18:00 | 43506.75 | 0.525 | 1.313
2019-02-10 19:00 | 43506.7917 | 0.513 | 1.554
2019-02-10 20:00 | 43506.8333 | 0.549 | 1.458
2019-02-10 21:00 | 43506.875 | 0.6 | 1.449
2019-02-10 22:00 | 43506.9167 | 0.53 | 1.43
2019-02-10 23:00 | 43506.9583 | 0.531 | 2.961
2019-02-11 | 43507 | 0.431 | 2.261
2019-02-11 01:00 | 43507.0417 | 0.518 | 1.698
2019-02-11 02:00 | 43507.0833 | 0.366 | 1.051
2019-02-11 03:00 | 43507.125 | 0.319 | 1.297
2019-02-11 04:00 | 43507.1667 | 0.389 | 1.243
2019-02-11 05:00 | 43507.2083 | 0.369 | 1.824
2019-02-11 06:00 | 43507.25 | 0.367 | 1.397
2019-02-11 07:00 | 43507.2917 | 0.56 | 2.167
2019-02-11 08:00 | 43507.3333 | 0.508 | 3.672
2019-02-11 09:00 | 43507.375 | 0.624 | 2.216
2019-02-11 10:00 | 43507.4167 | 0.376 | 2.034
2019-02-11 11:00 | 43507.4583 | 0.283 | 1.34
2019-02-11 12:00 | 43507.5 | 0.286 | 1.298
2019-02-11 13:00 | 43507.5417 | 2.485 | 1.264
2019-02-11 14:00 | 43507.5833 | 0.892 | 0.871
2019-02-11 15:00 | 43507.625 | 0.57 | 2.326
2019-02-11 16:00 | 43507.6667 | 0.639 | 0.418
2019-02-11 17:00 | 43507.7083 | 0.943 | 0.607
2019-02-11 18:00 | 43507.75 | 0.562 | 0.846
2019-02-11 19:00 | 43507.7917 | 0.645 | 0.986
2019-02-11 20:00 | 43507.8333 | 1.749 | 0.993
2019-02-11 21:00 | 43507.875 | 0.992 | 1.16
2019-02-11 22:00 | 43507.9167 | 0.516 | 1.16
2019-02-11 23:00 | 43507.9583 | 0.558 | 1.111
2019-02-12 | 43508 | 0.434 | 2.752
2019-02-12 01:00 | 43508.0417 | 0.322 | 1.99
2019-02-12 02:00 | 43508.0833 | 0.317 | 1.593
2019-02-12 03:00 | 43508.125 | 0.352 | 0.566
2019-02-12 04:00 | 43508.1667 | 0.388 | 0.852
2019-02-12 05:00 | 43508.2083 | 0.389 | 1.712
2019-02-12 06:00 | 43508.25 | 0.381 | 1.638
2019-02-12 07:00 | 43508.2917 | 1.438 | 1.935
2019-02-12 08:00 | 43508.3333 | 1.77 | 3.04
2019-02-12 09:00 | 43508.375 | 1.012 | 2.959
2019-02-12 10:00 | 43508.4167 | 0.552 | 2.68
2019-02-12 11:00 | 43508.4583 | 0.564 | 1.291
2019-02-12 12:00 | 43508.5 | 0.741 | 0.822
2019-02-12 13:00 | 43508.5417 | 0.913 | 1.068
2019-02-12 14:00 | 43508.5833 | 0.734 | 1.188
2019-02-12 15:00 | 43508.625 | 0.539 | 0.678
2019-02-12 16:00 | 43508.6667 | 1.363 | 0.76
2019-02-12 17:00 | 43508.7083 | 1.351 | 0.62
2019-02-12 18:00 | 43508.75 | 1.581 | 0.633
2019-02-12 19:00 | 43508.7917 | 0.659 | 0.828
2019-02-12 20:00 | 43508.8333 | 1.667 | 0.925
2019-02-12 21:00 | 43508.875 | 1.146 | 1.221
2019-02-12 22:00 | 43508.9167 | 1.11 | 1.36
2019-02-12 23:00 | 43508.9583 | 0.733 | 2.984
2019-02-13 | 43509 | 0.844 | 2.149
2019-02-13 01:00 | 43509.0417 | 0.644 | 1.676
2019-02-13 02:00 | 43509.0833 | 1.454 | 0.6
2019-02-13 03:00 | 43509.125 | 0.53 | 0.833
2019-02-13 04:00 | 43509.1667 | 0.39 | 0.755
2019-02-13 05:00 | 43509.2083 | 0.375 | 0.866
2019-02-13 06:00 | 43509.25 | 0.378 | 1.381
2019-02-13 07:00 | 43509.2917 | 0.386 | 2.203
2019-02-13 08:00 | 43509.3333 | 0.518 | 3.797
2019-02-13 09:00 | 43509.375 | 0.477 | 3.345
2019-02-13 10:00 | 43509.4167 | 0.715 | 2.387
2019-02-13 11:00 | 43509.4583 | 0.529 | 1.768
2019-02-13 12:00 | 43509.5 | 0.646 | 1.299
2019-02-13 13:00 | 43509.5417 | 1.199 | 1.343
2019-02-13 14:00 | 43509.5833 | 0.782 | 1.036
2019-02-13 15:00 | 43509.625 | 0.627 | 0.777
2019-02-13 16:00 | 43509.6667 | 0.636 | 0.989
2019-02-13 17:00 | 43509.7083 | 0.516 | 0.694
2019-02-13 18:00 | 43509.75 | 1.152 | 0.625
2019-02-13 19:00 | 43509.7917 | 1.295 | 0.734
2019-02-13 20:00 | 43509.8333 | 0.959 | 0.823
2019-02-13 21:00 | 43509.875 | 0.79 | 1.328
2019-02-13 22:00 | 43509.9167 | 0.564 | 1.102
2019-02-13 23:00 | 43509.9583 | 0.562 | 2.841
2019-02-14 | 43510 | 0.449 | 2.199
2019-02-14 01:00 | 43510.0417 | 0.386 | 1.755
2019-02-14 02:00 | 43510.0833 | 0.365 | 1.064
2019-02-14 03:00 | 43510.125 | 0.339 | 1.376
2019-02-14 04:00 | 43510.1667 | 0.349 | 1.448
2019-02-14 05:00 | 43510.2083 | 0.347 | 1.381
2019-02-14 06:00 | 43510.25 | 0.4 | 1.512
2019-02-14 07:00 | 43510.2917 | 0.605 | 2.574
2019-02-14 08:00 | 43510.3333 | 1.415 | 3.302
2019-02-14 09:00 | 43510.375 | 0.538 | 2.417
2019-02-14 10:00 | 43510.4167 | 0.397 | 2.997
2019-02-14 11:00 | 43510.4583 | 0.382 | 1.101
2019-02-14 12:00 | 43510.5 | 0.404 | 0.873
2019-02-14 13:00 | 43510.5417 | 0.473 | 0.832
2019-02-14 14:00 | 43510.5833 | 0.545 | 1.025
2019-02-14 15:00 | 43510.625 | 0.377 | 0.774
2019-02-14 16:00 | 43510.6667 | 0.379 | 0.695
2019-02-14 17:00 | 43510.7083 | 0.771 | 0.757
2019-02-14 18:00 | 43510.75 | 0.399 | 0.766
2019-02-14 19:00 | 43510.7917 | 0.485 | 0.808
2019-02-14 20:00 | 43510.8333 | 1.042 | 1.558
2019-02-14 21:00 | 43510.875 | 0.733 | 0.971
2019-02-14 22:00 | 43510.9167 | 0.603 | 1.233
2019-02-14 23:00 | 43510.9583 | 0.671 | 2.817
2019-02-15 | 43511 | 0.504 | 2.165
2019-02-15 01:00 | 43511.0417 | 0.38 | 0.847
2019-02-15 02:00 | 43511.0833 | 0.381 | 0.688
2019-02-15 03:00 | 43511.125 | 0.337 | 0.804
2019-02-15 04:00 | 43511.1667 | 0.336 | 0.726
2019-02-15 05:00 | 43511.2083 | 0.357 | 0.679
2019-02-15 06:00 | 43511.25 | 0.367 | 1.106
2019-02-15 07:00 | 43511.2917 | 0.54 | 2.243
2019-02-15 08:00 | 43511.3333 | 0.549 | 2.004
2019-02-15 09:00 | 43511.375 | 1.007 | 1.89
2019-02-15 10:00 | 43511.4167 | 2.52 | 2.227
2019-02-15 11:00 | 43511.4583 | 0.754 | 0.691
2019-02-15 12:00 | 43511.5 | 0.625 | 0.499
2019-02-15 13:00 | 43511.5417 | 0.743 | 0.44
2019-02-15 14:00 | 43511.5833 | 0.764 | 0.65
2019-02-15 15:00 | 43511.625 | 0.619 | 0.841
2019-02-15 16:00 | 43511.6667 | 0.486 | 1.117
2019-02-15 17:00 | 43511.7083 | 0.535 | 1.076
2019-02-15 18:00 | 43511.75 | 0.5 | 0.802
2019-02-15 19:00 | 43511.7917 | 0.655 | 1.123
2019-02-15 20:00 | 43511.8333 | 0.777 | 1.056
2019-02-15 21:00 | 43511.875 | 0.613 | 1.277
2019-02-15 22:00 | 43511.9167 | 0.497 | 1.405
2019-02-15 23:00 | 43511.9583 | 0.536 | 2.783
2019-02-16 | 43512 | 0.475 | 1.599
2019-02-16 01:00 | 43512.0417 | 0.47 | 0.662
2019-02-16 02:00 | 43512.0833 | 0.472 | 0.604
2019-02-16 03:00 | 43512.125 | 0.331 | 0.566
2019-02-16 04:00 | 43512.1667 | 0.335 | 0.586
2019-02-16 05:00 | 43512.2083 | 0.37 | 0.574
2019-02-16 06:00 | 43512.25 | 0.339 | 0.616
2019-02-16 07:00 | 43512.2917 | 0.35 | 1.516
2019-02-16 08:00 | 43512.3333 | 0.51 | 1.44
2019-02-16 09:00 | 43512.375 | 0.491 | 1.698
2019-02-16 10:00 | 43512.4167 | 0.681 | 2.887
2019-02-16 11:00 | 43512.4583 | 0.552 | 1.682
2019-02-16 12:00 | 43512.5 | 0.542 | 0.481
2019-02-16 13:00 | 43512.5417 | 0.564 | 1.614
2019-02-16 14:00 | 43512.5833 | 0.593 | 2.635
2019-02-16 15:00 | 43512.625 | 0.407 | 1.259
2019-02-16 16:00 | 43512.6667 | 0.348 | 0.793
2019-02-16 17:00 | 43512.7083 | 0.317 | 0.885
2019-02-16 18:00 | 43512.75 | 0.411 | 1.322
2019-02-16 19:00 | 43512.7917 | 0.634 | 1.832
2019-02-16 20:00 | 43512.8333 | 0.794 | 1.194
2019-02-16 21:00 | 43512.875 | 0.825 | 2.214
2019-02-16 22:00 | 43512.9167 | 0.629 | 2.07
2019-02-16 23:00 | 43512.9583 | 0.575 | 3.085
2019-02-17 | 43513 | 0.42 | 2.805
2019-02-17 01:00 | 43513.0417 | 0.38 | 2.42
2019-02-17 02:00 | 43513.0833 | 0.341 | 1.753
2019-02-17 03:00 | 43513.125 | 0.348 | 0.791
2019-02-17 04:00 | 43513.1667 | 0.333 | 1.22
2019-02-17 05:00 | 43513.2083 | 0.32 | 1.245
2019-02-17 06:00 | 43513.25 | 0.333 | 0.939
2019-02-17 07:00 | 43513.2917 | 0.37 | 1.061
2019-02-17 08:00 | 43513.3333 | 0.581 | 0.929
2019-02-17 09:00 | 43513.375 | 0.586 | 0.793
2019-02-17 10:00 | 43513.4167 | 0.617 | 1.721
2019-02-17 11:00 | 43513.4583 | 0.511 | 0.677
2019-02-17 12:00 | 43513.5 | 0.608 | 1.935
2019-02-17 13:00 | 43513.5417 | 1.081 | 0.664
2019-02-17 14:00 | 43513.5833 | 0.883 | 0.418
2019-02-17 15:00 | 43513.625 | 0.561 | 0.413
2019-02-17 16:00 | 43513.6667 | 0.443 | 0.388
2019-02-17 17:00 | 43513.7083 | 0.43 | 0.843
2019-02-17 18:00 | 43513.75 | 0.437 | 0.842
2019-02-17 19:00 | 43513.7917 | 0.621 | 1.475
2019-02-17 20:00 | 43513.8333 | 0.848 | 1.065
2019-02-17 21:00 | 43513.875 | 1.841 | 1.204
2019-02-17 22:00 | 43513.9167 | 0.67 | 1.174
2019-02-17 23:00 | 43513.9583 | 0.58 | 2.874
2019-02-18 | 43514 | 0.43 | 2.471
2019-02-18 01:00 | 43514.0417 | 0.366 | 0.447
2019-02-18 02:00 | 43514.0833 | 0.349 | 0.525
2019-02-18 03:00 | 43514.125 | 0.345 | 0.566
2019-02-18 04:00 | 43514.1667 | 0.323 | 0.579
2019-02-18 05:00 | 43514.2083 | 0.328 | 0.497
2019-02-18 06:00 | 43514.25 | 0.56 | 0.508
2019-02-18 07:00 | 43514.2917 | 1.141 | 2.196
2019-02-18 08:00 | 43514.3333 | 0.776 | 1.891
2019-02-18 09:00 | 43514.375 | 0.697 | 1.362
2019-02-18 10:00 | 43514.4167 | 0.464 | 2.477
2019-02-18 11:00 | 43514.4583 | 0.424 | 1.1
2019-02-18 12:00 | 43514.5 | 0.584 | 1.355
2019-02-18 13:00 | 43514.5417 | 0.801 | 1.318
2019-02-18 14:00 | 43514.5833 | 0.678 | 1.333
2019-02-18 15:00 | 43514.625 | 0.579 | 1.11
2019-02-18 16:00 | 43514.6667 | 1.095 | 1.145
2019-02-18 17:00 | 43514.7083 | 0.81 | 1.076
2019-02-18 18:00 | 43514.75 | 0.546 | 1.935
2019-02-18 19:00 | 43514.7917 | 0.616 | 1.925
2019-02-18 20:00 | 43514.8333 | 1.136 | 2.038
2019-02-18 21:00 | 43514.875 | 0.719 | 1.993
2019-02-18 22:00 | 43514.9167 | 0.52 | 1.64
2019-02-18 23:00 | 43514.9583 | 0.677 | 1.04
2019-02-19 | 43515 | 0.549 | 2.885
2019-02-19 01:00 | 43515.0417 | 0.362 | 2.014
2019-02-19 02:00 | 43515.0833 | 0.334 | 1.678
2019-02-19 03:00 | 43515.125 | 0.334 | 0.673
2019-02-19 04:00 | 43515.1667 | 0.38 | 0.85
2019-02-19 05:00 | 43515.2083 | 0.374 | 0.738
2019-02-19 06:00 | 43515.25 | 0.386 | 1.196
2019-02-19 07:00 | 43515.2917 | 0.609 | 2.841
2019-02-19 08:00 | 43515.3333 | 0.57 | 2.852
2019-02-19 09:00 | 43515.375 | 0.708 | 2.55
2019-02-19 10:00 | 43515.4167 | 0.518 | 2.81
2019-02-19 11:00 | 43515.4583 | 0.506 | 2.167
2019-02-19 12:00 | 43515.5 | 0.632 | 1.055
2019-02-19 13:00 | 43515.5417 | 1.04 | 0.682
2019-02-19 14:00 | 43515.5833 | 0.669 | 1.065
2019-02-19 15:00 | 43515.625 | 0.527 | 0.721
2019-02-19 16:00 | 43515.6667 | 0.467 | 0.575
2019-02-19 17:00 | 43515.7083 | 1.328 | 0.715
2019-02-19 18:00 | 43515.75 | 1.145 | 0.56
2019-02-19 19:00 | 43515.7917 | 0.735 | 0.899
2019-02-19 20:00 | 43515.8333 | 0.809 | 0.868
2019-02-19 21:00 | 43515.875 | 0.708 | 1.188
2019-02-19 22:00 | 43515.9167 | 0.526 | 1.529
2019-02-19 23:00 | 43515.9583 | 0.573 | 2.895
2019-02-20 | 43516 | 0.416 | 2.335
2019-02-20 01:00 | 43516.0417 | 0.383 | 2.191
2019-02-20 02:00 | 43516.0833 | 0.369 | 1.786
2019-02-20 03:00 | 43516.125 | 0.338 | 1.524
2019-02-20 04:00 | 43516.1667 | 0.387 | 1.374
2019-02-20 05:00 | 43516.2083 | 0.371 | 1.158
2019-02-20 06:00 | 43516.25 | 0.424 | 1.472
2019-02-20 07:00 | 43516.2917 | 0.745 | 2.436
2019-02-20 08:00 | 43516.3333 | 0.65 | 2.78
2019-02-20 09:00 | 43516.375 | 0.613 | 2.198
2019-02-20 10:00 | 43516.4167 | 0.428 | 2.47
2019-02-20 11:00 | 43516.4583 | 0.514 | 1.64
2019-02-20 12:00 | 43516.5 | 0.551 | 0.552
2019-02-20 13:00 | 43516.5417 | 0.963 | 0.519
2019-02-20 14:00 | 43516.5833 | 0.745 | 0.53
2019-02-20 15:00 | 43516.625 | 0.571 | 0.708
2019-02-20 16:00 | 43516.6667 | 0.523 | 0.556
2019-02-20 17:00 | 43516.7083 | 0.774 | 0.535
2019-02-20 18:00 | 43516.75 | 0.55 | 0.562
2019-02-20 19:00 | 43516.7917 | 0.635 | 0.701
2019-02-20 20:00 | 43516.8333 | 1.942 | 0.763
2019-02-20 21:00 | 43516.875 | 0.891 | 1.121
2019-02-20 22:00 | 43516.9167 | 0.813 | 1.252
2019-02-20 23:00 | 43516.9583 | 0.652 | 2.857
2019-02-21 | 43517 | 0.46 | 2.09
2019-02-21 01:00 | 43517.0417 | 0.398 | 1.532
2019-02-21 02:00 | 43517.0833 | 0.337 | 1.372
2019-02-21 03:00 | 43517.125 | 0.335 | 1.415
2019-02-21 04:00 | 43517.1667 | 0.342 | 1.355
2019-02-21 05:00 | 43517.2083 | 0.405 | 1.502
2019-02-21 06:00 | 43517.25 | 0.489 | 1.531
2019-02-21 07:00 | 43517.2917 | 0.485 | 2.64
2019-02-21 08:00 | 43517.3333 | 0.509 | 3.086
2019-02-21 09:00 | 43517.375 | 0.427 | 2.51
2019-02-21 10:00 | 43517.4167 | 1.188 | 2.493
2019-02-21 11:00 | 43517.4583 | 0.521 | 1.917
2019-02-21 12:00 | 43517.5 | 0.955 | 0.627
2019-02-21 13:00 | 43517.5417 | 1.096 | 0.445
2019-02-21 14:00 | 43517.5833 | 1.931 | 0.6
2019-02-21 15:00 | 43517.625 | 0.587 | 0.595
2019-02-21 16:00 | 43517.6667 | 0.504 | 0.451
2019-02-21 17:00 | 43517.7083 | 0.446 | 0.812
2019-02-21 18:00 | 43517.75 | 0.461 | 0.752
2019-02-21 19:00 | 43517.7917 | 0.625 | 0.781
2019-02-21 20:00 | 43517.8333 | 1.035 | 1.182
2019-02-21 21:00 | 43517.875 | 0.649 | 1.224
2019-02-21 22:00 | 43517.9167 | 0.514 | 0.947
2019-02-21 23:00 | 43517.9583 | 0.516 | 2.684
2019-02-22 | 43518 | 0.446 | 2.222
2019-02-22 01:00 | 43518.0417 | 0.349 | 1.003
2019-02-22 02:00 | 43518.0833 | 0.356 | 0.611
2019-02-22 03:00 | 43518.125 | 0.367 | 0.649
2019-02-22 04:00 | 43518.1667 | 0.388 | 0.616
2019-02-22 05:00 | 43518.2083 | 0.334 | 0.639
2019-02-22 06:00 | 43518.25 | 0.431 | 0.652
2019-02-22 07:00 | 43518.2917 | 0.512 | 2.374
2019-02-22 08:00 | 43518.3333 | 0.505 | 1.964
2019-02-22 09:00 | 43518.375 | 0.444 | 2.285
2019-02-22 10:00 | 43518.4167 | 1.062 | 1.491
2019-02-22 11:00 | 43518.4583 | 1.329 | 0.366
2019-02-22 12:00 | 43518.5 | 1.258 | 0.356
2019-02-22 13:00 | 43518.5417 | 0.927 | 0.302
2019-02-22 14:00 | 43518.5833 | 0.717 | 0.361
2019-02-22 15:00 | 43518.625 | 0.535 | 0.745
2019-02-22 16:00 | 43518.6667 | 0.456 | 0.726
2019-02-22 17:00 | 43518.7083 | 0.449 | 0.606
2019-02-22 18:00 | 43518.75 | 0.432 | 0.811
2019-02-22 19:00 | 43518.7917 | 0.595 | 0.803
2019-02-22 20:00 | 43518.8333 | 0.763 | 2.001
2019-02-22 21:00 | 43518.875 | 0.555 | 3.017
2019-02-22 22:00 | 43518.9167 | 0.539 | 1.954
2019-02-22 23:00 | 43518.9583 | 0.59 | 3.262
2019-02-23 | 43519 | 0.478 | 0.795
2019-02-23 01:00 | 43519.0417 | 0.544 | 0.871
2019-02-23 02:00 | 43519.0833 | 0.363 | 0.677
2019-02-23 03:00 | 43519.125 | 0.329 | 0.676
2019-02-23 04:00 | 43519.1667 | 0.332 | 0.67
2019-02-23 05:00 | 43519.2083 | 0.349 | 0.688
2019-02-23 06:00 | 43519.25 | 0.315 | 0.723
2019-02-23 07:00 | 43519.2917 | 0.359 | 0.89
2019-02-23 08:00 | 43519.3333 | 0.436 | 0.951
2019-02-23 09:00 | 43519.375 | 0.421 | 1.246
2019-02-23 10:00 | 43519.4167 | 0.456 | 1.284
2019-02-23 11:00 | 43519.4583 | 0.588 | 1.689
2019-02-23 12:00 | 43519.5 | 0.532 | 0.396
2019-02-23 13:00 | 43519.5417 | 0.493 | 0.422
2019-02-23 14:00 | 43519.5833 | 0.523 | 0.92
2019-02-23 15:00 | 43519.625 | 0.353 | 1.223
2019-02-23 16:00 | 43519.6667 | 0.346 | 0.934
2019-02-23 17:00 | 43519.7083 | 0.3 | 0.649
2019-02-23 18:00 | 43519.75 | 0.351 | 0.827
2019-02-23 19:00 | 43519.7917 | 0.496 | 1.042
2019-02-23 20:00 | 43519.8333 | 0.546 | 1.204
2019-02-23 21:00 | 43519.875 | 0.737 | 1.077
2019-02-23 22:00 | 43519.9167 | 0.525 | 1.234
2019-02-23 23:00 | 43519.9583 | 0.584 | 3.292
2019-02-24 | 43520 | 0.475 | 2.362
2019-02-24 01:00 | 43520.0417 | 0.406 | 1.642
2019-02-24 02:00 | 43520.0833 | 0.315 | 0.435
2019-02-24 03:00 | 43520.125 | 0.318 | 0.582
2019-02-24 04:00 | 43520.1667 | 0.31 | 0.608
2019-02-24 05:00 | 43520.2083 | 0.343 | 0.711
2019-02-24 06:00 | 43520.25 | 0.379 | 0.795
2019-02-24 07:00 | 43520.2917 | 0.467 | 1.248
2019-02-24 08:00 | 43520.3333 | 0.391 | 1.225
2019-02-24 09:00 | 43520.375 | 0.458 | 1.484
2019-02-24 10:00 | 43520.4167 | 0.467 | 1.551
2019-02-24 11:00 | 43520.4583 | 0.624 | 1.165
2019-02-24 12:00 | 43520.5 | 1.219 | 0.972
2019-02-24 13:00 | 43520.5417 | 0.614 | 1.159
2019-02-24 14:00 | 43520.5833 | 0.718 | 0.43
2019-02-24 15:00 | 43520.625 | 0.962 | 0.426
2019-02-24 16:00 | 43520.6667 | 0.509 | 0.688
2019-02-24 17:00 | 43520.7083 | 0.376 | 0.578
2019-02-24 18:00 | 43520.75 | 0.368 | 0.755
2019-02-24 19:00 | 43520.7917 | 0.461 | 1.064
2019-02-24 20:00 | 43520.8333 | 0.804 | 1.343
2019-02-24 21:00 | 43520.875 | 0.588 | 1.081
2019-02-24 22:00 | 43520.9167 | 0.508 | 1.02
2019-02-24 23:00 | 43520.9583 | 0.491 | 3.072
2019-02-25 | 43521 | 0.578 | 2.165
2019-02-25 01:00 | 43521.0417 | 0.385 | 0.899
2019-02-25 02:00 | 43521.0833 | 0.333 | 0.552
2019-02-25 03:00 | 43521.125 | 0.315 | 0.575
2019-02-25 04:00 | 43521.1667 | 0.322 | 0.606
2019-02-25 05:00 | 43521.2083 | 0.334 | 0.847
2019-02-25 06:00 | 43521.25 | 0.341 | 0.562
2019-02-25 07:00 | 43521.2917 | 0.5 | 1.32
2019-02-25 08:00 | 43521.3333 | 0.492 | 2.927
2019-02-25 09:00 | 43521.375 | 0.544 | 1.106
2019-02-25 10:00 | 43521.4167 | 0.404 | 1.347
2019-02-25 11:00 | 43521.4583 | 0.422 | 1.061
2019-02-25 12:00 | 43521.5 | 0.603 | 0.699
2019-02-25 13:00 | 43521.5417 | 2.026 | 0.967
2019-02-25 14:00 | 43521.5833 | 0.69 | 0.663
2019-02-25 15:00 | 43521.625 | 0.671 | 1.787
2019-02-25 16:00 | 43521.6667 | 0.519 | 0.46
2019-02-25 17:00 | 43521.7083 | 0.934 | 0.679
2019-02-25 18:00 | 43521.75 | 0.403 | 0.666
2019-02-25 19:00 | 43521.7917 | 0.526 | 0.973
2019-02-25 20:00 | 43521.8333 | 0.922 | 2.583
2019-02-25 21:00 | 43521.875 | 1.497 | 1.166
2019-02-25 22:00 | 43521.9167 | 0.969 | 1.156
2019-02-25 23:00 | 43521.9583 | 0.552 | 1.048
2019-02-26 | 43522 | 0.416 | 2.565
2019-02-26 01:00 | 43522.0417 | 0.374 | 0.872
2019-02-26 02:00 | 43522.0833 | 0.356 | 0.586
2019-02-26 03:00 | 43522.125 | 0.319 | 0.548
2019-02-26 04:00 | 43522.1667 | 0.333 | 0.566
2019-02-26 05:00 | 43522.2083 | 0.302 | 0.607
2019-02-26 06:00 | 43522.25 | 0.474 | 0.6
2019-02-26 07:00 | 43522.2917 | 0.528 | 2.066
2019-02-26 08:00 | 43522.3333 | 0.562 | 2.792
2019-02-26 09:00 | 43522.375 | 0.47 | 2.144
2019-02-26 10:00 | 43522.4167 | 0.398 | 2.379
2019-02-26 11:00 | 43522.4583 | 0.376 | 0.79
2019-02-26 12:00 | 43522.5 | 0.369 | 0.745
2019-02-26 13:00 | 43522.5417 | 1.147 | 0.51
2019-02-26 14:00 | 43522.5833 | 0.61 | 0.83
2019-02-26 15:00 | 43522.625 | 0.573 | 0.413
2019-02-26 16:00 | 43522.6667 | 0.366 | 0.635
2019-02-26 17:00 | 43522.7083 | 0.354 | 0.67
2019-02-26 18:00 | 43522.75 | 0.379 | 0.731
2019-02-26 19:00 | 43522.7917 | 0.455 | 0.875
2019-02-26 20:00 | 43522.8333 | 1.138 | 1.021
2019-02-26 21:00 | 43522.875 | 0.654 | 1.132
2019-02-26 22:00 | 43522.9167 | 0.489 | 1.393
2019-02-26 23:00 | 43522.9583 | 0.52 | 2.803
2019-02-27 | 43523 | 0.456 | 2.226
2019-02-27 01:00 | 43523.0417 | 0.357 | 1.205
2019-02-27 02:00 | 43523.0833 | 0.383 | 0.392
2019-02-27 03:00 | 43523.125 | 0.482 | 0.652
2019-02-27 04:00 | 43523.1667 | 0.358 | 0.618
2019-02-27 05:00 | 43523.2083 | 0.439 | 0.598
2019-02-27 06:00 | 43523.25 | 0.523 | 0.535
2019-02-27 07:00 | 43523.2917 | 0.485 | 1.296
2019-02-27 08:00 | 43523.3333 | 0.53 | 3.193
2019-02-27 09:00 | 43523.375 | 0.688 | 3.182
2019-02-27 10:00 | 43523.4167 | 0.756 | 2.614
2019-02-27 11:00 | 43523.4583 | 0.557 | 0.805
2019-02-27 12:00 | 43523.5 | 0.525 | 0.777
2019-02-27 13:00 | 43523.5417 | 0.591 | 0.715
2019-02-27 14:00 | 43523.5833 | 0.983 | 0.455
2019-02-27 15:00 | 43523.625 | 0.638 | 0.539
2019-02-27 16:00 | 43523.6667 | 0.553 | 0.452
2019-02-27 17:00 | 43523.7083 | 0.454 | 0.665
2019-02-27 18:00 | 43523.75 | 0.457 | 0.719
2019-02-27 19:00 | 43523.7917 | 0.586 | 0.98
2019-02-27 20:00 | 43523.8333 | 0.788 | 1.148
2019-02-27 21:00 | 43523.875 | 0.628 | 1.098
2019-02-27 22:00 | 43523.9167 | 0.499 | 1.795
2019-02-27 23:00 | 43523.9583 | 0.516 | 2.753
2019-02-28 | 43524 | 0.467 | 1.306
2019-02-28 01:00 | 43524.0417 | 0.41 | 0.789
2019-02-28 02:00 | 43524.0833 | 0.321 | 0.636
2019-02-28 03:00 | 43524.125 | 0.348 | 0.57
2019-02-28 04:00 | 43524.1667 | 0.357 | 0.535
2019-02-28 05:00 | 43524.2083 | 0.432 | 0.539
2019-02-28 06:00 | 43524.25 | 0.524 | 0.545
2019-02-28 07:00 | 43524.2917 | 0.409 | 2.226
2019-02-28 08:00 | 43524.3333 | 0.467 | 3.281
2019-02-28 09:00 | 43524.375 | 0.51 | 1.681
2019-02-28 10:00 | 43524.4167 | 0.76 | 2.374
2019-02-28 11:00 | 43524.4583 | 0.481 | 0.586
2019-02-28 12:00 | 43524.5 | 0.508 | 0.445
2019-02-28 13:00 | 43524.5417 | 1.024 | 0.968
2019-02-28 14:00 | 43524.5833 | 0.71 | 0.924
2019-02-28 15:00 | 43524.625 | 0.537 | 0.658
2019-02-28 16:00 | 43524.6667 | 0.493 | 0.594
2019-02-28 17:00 | 43524.7083 | 0.913 | 0.528
2019-02-28 18:00 | 43524.75 | 0.428 | 0.84
2019-02-28 19:00 | 43524.7917 | 0.521 | 0.78
2019-02-28 20:00 | 43524.8333 | 0.697 | 1.538
2019-02-28 21:00 | 43524.875 | 0.527 | 1.348
2019-02-28 22:00 | 43524.9167 | 0.507 | 1.084
2019-02-28 23:00 | 43524.9583 | 0.489 | 3.213
2019-03-01 | 43525 | 0.464 | 2.192
2019-03-01 01:00 | 43525.0417 | 0.363 | 1.241
2019-03-01 02:00 | 43525.0833 | 0.326 | 0.405
2019-03-01 03:00 | 43525.125 | 0.33 | 0.643
2019-03-01 04:00 | 43525.1667 | 0.305 | 0.619
2019-03-01 05:00 | 43525.2083 | 0.333 | 0.553
2019-03-01 06:00 | 43525.25 | 0.497 | 0.545
2019-03-01 07:00 | 43525.2917 | 0.339 | 0.852
2019-03-01 08:00 | 43525.3333 | 0.517 | 2.338
2019-03-01 09:00 | 43525.375 | 0.442 | 2.772
2019-03-01 10:00 | 43525.4167 | 0.578 | 1.66
2019-03-01 11:00 | 43525.4583 | 0.423 | 0.487
2019-03-01 12:00 | 43525.5 | 0.624 | 0.497
2019-03-01 13:00 | 43525.5417 | 0.88 | 0.436
2019-03-01 14:00 | 43525.5833 | 1.924 | 0.405
2019-03-01 15:00 | 43525.625 | 0.666 | 1.073
2019-03-01 16:00 | 43525.6667 | 0.49 | 0.574
2019-03-01 17:00 | 43525.7083 | 0.471 | 0.835
2019-03-01 18:00 | 43525.75 | 0.469 | 0.695
2019-03-01 19:00 | 43525.7917 | 0.564 | 0.933
2019-03-01 20:00 | 43525.8333 | 0.619 | 0.804
2019-03-01 21:00 | 43525.875 | 1.037 | 1.091
2019-03-01 22:00 | 43525.9167 | 0.566 | 1.113
2019-03-01 23:00 | 43525.9583 | 0.621 | 1.016
2019-03-02 | 43526 | 0.388 | 1.022
2019-03-02 01:00 | 43526.0417 | 0.394 | 0.73
2019-03-02 02:00 | 43526.0833 | 0.327 | 0.657
2019-03-02 03:00 | 43526.125 | 0.318 | 0.656
2019-03-02 04:00 | 43526.1667 | 0.292 | 0.61
2019-03-02 05:00 | 43526.2083 | 0.316 | 1.658
2019-03-02 06:00 | 43526.25 | 0.343 | 0.441
2019-03-02 07:00 | 43526.2917 | 0.435 | 0.747
2019-03-02 08:00 | 43526.3333 | 1.305 | 0.82
2019-03-02 09:00 | 43526.375 | 0.564 | 0.942
2019-03-02 10:00 | 43526.4167 | 1.849 | 0.838
2019-03-02 11:00 | 43526.4583 | 1.398 | 2.7
2019-03-02 12:00 | 43526.5 | 0.644 | 1.768
2019-03-02 13:00 | 43526.5417 | 0.679 | 0.767
2019-03-02 14:00 | 43526.5833 | 0.673 | 1.134
2019-03-02 15:00 | 43526.625 | 0.489 | 1.096
2019-03-02 16:00 | 43526.6667 | 0.444 | 0.517
2019-03-02 17:00 | 43526.7083 | 0.381 | 0.513
2019-03-02 18:00 | 43526.75 | 0.377 | 0.787
2019-03-02 19:00 | 43526.7917 | 0.475 | 1.851
2019-03-02 20:00 | 43526.8333 | 0.572 | 1.842
2019-03-02 21:00 | 43526.875 | 0.569 | 1.176
2019-03-02 22:00 | 43526.9167 | 0.479 | 0.98
2019-03-02 23:00 | 43526.9583 | 0.532 | 2
2019-03-03 | 43527 | 0.444 | 0.894
2019-03-03 01:00 | 43527.0417 | 0.521 | 0.628
2019-03-03 02:00 | 43527.0833 | 0.394 | 0.696
2019-03-03 03:00 | 43527.125 | 0.327 | 0.622
2019-03-03 04:00 | 43527.1667 | 0.337 | 0.588
2019-03-03 05:00 | 43527.2083 | 0.319 | 0.557
2019-03-03 06:00 | 43527.25 | 0.337 | 0.56
2019-03-03 07:00 | 43527.2917 | 0.473 | 0.568
2019-03-03 08:00 | 43527.3333 | 0.516 | 0.605
2019-03-03 09:00 | 43527.375 | 0.439 | 0.821
2019-03-03 10:00 | 43527.4167 | 0.894 | 1.966
2019-03-03 11:00 | 43527.4583 | 0.876 | 1.309
2019-03-03 12:00 | 43527.5 | 0.613 | 0.706
2019-03-03 13:00 | 43527.5417 | 0.643 | 0.574
2019-03-03 14:00 | 43527.5833 | 0.818 | 1.168
2019-03-03 15:00 | 43527.625 | 0.652 | 0.739
2019-03-03 16:00 | 43527.6667 | 0.403 | 0.611
2019-03-03 17:00 | 43527.7083 | 0.371 | 0.601
2019-03-03 18:00 | 43527.75 | 0.39 | 0.793
2019-03-03 19:00 | 43527.7917 | 0.545 | 1.194
2019-03-03 20:00 | 43527.8333 | 0.873 | 1.225
2019-03-03 21:00 | 43527.875 | 0.588 | 0.927
2019-03-03 22:00 | 43527.9167 | 0.466 | 1.571
2019-03-03 23:00 | 43527.9583 | 0.542 | 3.157
2019-03-04 | 43528 | 0.407 | 2.489
2019-03-04 01:00 | 43528.0417 | 0.376 | 0.683
2019-03-04 02:00 | 43528.0833 | 0.316 | 0.766
2019-03-04 03:00 | 43528.125 | 0.341 | 0.868
2019-03-04 04:00 | 43528.1667 | 0.322 | 0.589
2019-03-04 05:00 | 43528.2083 | 0.328 | 0.549
2019-03-04 06:00 | 43528.25 | 0.319 | 0.539
2019-03-04 07:00 | 43528.2917 | 0.475 | 0.893
2019-03-04 08:00 | 43528.3333 | 0.554 | 3.275
2019-03-04 09:00 | 43528.375 | 0.569 | 2.45
2019-03-04 10:00 | 43528.4167 | 0.495 | 2.007
2019-03-04 11:00 | 43528.4583 | 0.489 | 1.171
2019-03-04 12:00 | 43528.5 | 0.511 | 0.775
2019-03-04 13:00 | 43528.5417 | 0.558 | 1.387
2019-03-04 14:00 | 43528.5833 | 0.577 | 0.779
2019-03-04 15:00 | 43528.625 | 0.462 | 2.582
2019-03-04 16:00 | 43528.6667 | 0.873 | 0.817
2019-03-04 17:00 | 43528.7083 | 0.501 | 0.776
2019-03-04 18:00 | 43528.75 | 0.516 | 0.847
2019-03-04 19:00 | 43528.7917 | 0.617 | 1.137
2019-03-04 20:00 | 43528.8333 | 0.54 | 1.309
2019-03-04 21:00 | 43528.875 | 0.542 | 1.086
2019-03-04 22:00 | 43528.9167 | 0.444 | 1.585
2019-03-04 23:00 | 43528.9583 | 0.495 | 1.759
2019-03-05 | 43529 | 0.494 | 1.129
2019-03-05 01:00 | 43529.0417 | 0.545 | 1.411
2019-03-05 02:00 | 43529.0833 | 0.338 | 0.549
2019-03-05 03:00 | 43529.125 | 0.306 | 0.561
2019-03-05 04:00 | 43529.1667 | 0.34 | 0.554
2019-03-05 05:00 | 43529.2083 | 0.312 | 0.546
2019-03-05 06:00 | 43529.25 | 0.318 | 0.643
2019-03-05 07:00 | 43529.2917 | 0.47 | 1.296
2019-03-05 08:00 | 43529.3333 | 0.378 | 1.382
2019-03-05 09:00 | 43529.375 | 0.606 | 1.203
2019-03-05 10:00 | 43529.4167 | 0.482 | 1.369
2019-03-05 11:00 | 43529.4583 | 2.615 | 2.481
2019-03-05 12:00 | 43529.5 | 0.774 | 1.712
2019-03-05 13:00 | 43529.5417 | 0.756 | 1.176
2019-03-05 14:00 | 43529.5833 | 0.523 | 1.042
2019-03-05 15:00 | 43529.625 | 0.532 | 0.444
2019-03-05 16:00 | 43529.6667 | 0.488 | 0.461
2019-03-05 17:00 | 43529.7083 | 0.487 | 0.63
2019-03-05 18:00 | 43529.75 | 0.451 | 0.654
2019-03-05 19:00 | 43529.7917 | 0.572 | 1.167
2019-03-05 20:00 | 43529.8333 | 1.044 | 1.511
2019-03-05 21:00 | 43529.875 | 0.623 | 1.12
2019-03-05 22:00 | 43529.9167 | 0.445 | 0.832
2019-03-05 23:00 | 43529.9583 | 0.494 | 2.669
2019-03-06 | 43530 | 0.404 | 0.687
2019-03-06 01:00 | 43530.0417 | 0.377 | 0.491
2019-03-06 02:00 | 43530.0833 | 0.317 | 0.628
2019-03-06 03:00 | 43530.125 | 0.337 | 0.513
2019-03-06 04:00 | 43530.1667 | 0.31 | 0.58
2019-03-06 05:00 | 43530.2083 | 0.359 | 0.626
2019-03-06 06:00 | 43530.25 | 0.437 | 0.527
2019-03-06 07:00 | 43530.2917 | 0.526 | 2.328
2019-03-06 08:00 | 43530.3333 | 0.443 | 1.88
2019-03-06 09:00 | 43530.375 | 0.608 | 1.597
2019-03-06 10:00 | 43530.4167 | 0.43 | 2.224
2019-03-06 11:00 | 43530.4583 | 0.383 | 0.686
2019-03-06 12:00 | 43530.5 | 1.232 | 0.92
2019-03-06 13:00 | 43530.5417 | 0.902 | 1.434
2019-03-06 14:00 | 43530.5833 | 0.647 | 0.78
2019-03-06 15:00 | 43530.625 | 0.54 | 0.671
2019-03-06 16:00 | 43530.6667 | 0.453 | 0.736
2019-03-06 17:00 | 43530.7083 | 0.539 | 0.438
2019-03-06 18:00 | 43530.75 | 0.585 | 0.885
2019-03-06 19:00 | 43530.7917 | 0.651 | 1.027
2019-03-06 20:00 | 43530.8333 | 1.037 | 1.102
2019-03-06 21:00 | 43530.875 | 1.37 | 1.335
2019-03-06 22:00 | 43530.9167 | 1.115 | 1.622
2019-03-06 23:00 | 43530.9583 | 0.511 | 2.833
2019-03-07 | 43531 | 0.448 | 1.798
2019-03-07 01:00 | 43531.0417 | 0.365 | 0.573
2019-03-07 02:00 | 43531.0833 | 0.445 | 0.797
2019-03-07 03:00 | 43531.125 | 0.368 | 0.749
2019-03-07 04:00 | 43531.1667 | 0.356 | 0.713
2019-03-07 05:00 | 43531.2083 | 0.402 | 0.707
2019-03-07 06:00 | 43531.25 | 0.38 | 1.458
2019-03-07 07:00 | 43531.2917 | 0.529 | 1.667
2019-03-07 08:00 | 43531.3333 | 0.419 | 3.138
2019-03-07 09:00 | 43531.375 | 0.513 | 3.138
2019-03-07 10:00 | 43531.4167 | 0.634 | 2.654
2019-03-07 11:00 | 43531.4583 | 0.967 | 0.891
2019-03-07 12:00 | 43531.5 | 0.627 | 0.551
2019-03-07 13:00 | 43531.5417 | 0.663 | 1.477
2019-03-07 14:00 | 43531.5833 | 0.695 | 0.66
2019-03-07 15:00 | 43531.625 | 0.849 | 0.927
2019-03-07 16:00 | 43531.6667 | 0.888 | 1.087
2019-03-07 17:00 | 43531.7083 | 0.467 | 0.85
2019-03-07 18:00 | 43531.75 | 0.492 | 0.787
2019-03-07 19:00 | 43531.7917 | 0.553 | 0.841
2019-03-07 20:00 | 43531.8333 | 1.272 | 0.975
2019-03-07 21:00 | 43531.875 | 0.74 | 1.132
2019-03-07 22:00 | 43531.9167 | 0.453 | 1.386
2019-03-07 23:00 | 43531.9583 | 0.493 | 2.796
2019-03-08 | 43532 | 0.413 | 2.625
2019-03-08 01:00 | 43532.0417 | 0.373 | 1.874
2019-03-08 02:00 | 43532.0833 | 0.32 | 1.173
2019-03-08 03:00 | 43532.125 | 0.322 | 1.235
2019-03-08 04:00 | 43532.1667 | 0.326 | 1.303
2019-03-08 05:00 | 43532.2083 | 0.384 | 1.338
2019-03-08 06:00 | 43532.25 | 0.488 | 1.435
2019-03-08 07:00 | 43532.2917 | 0.46 | 1.547
2019-03-08 08:00 | 43532.3333 | 0.91 | 2.803
2019-03-08 09:00 | 43532.375 | 1.118 | 2.964
2019-03-08 10:00 | 43532.4167 | 1.033 | 0.886
2019-03-08 11:00 | 43532.4583 | 0.436 | 0.463
2019-03-08 12:00 | 43532.5 | 0.752 | 0.555
2019-03-08 13:00 | 43532.5417 | 1.071 | 0.43
2019-03-08 14:00 | 43532.5833 | 0.707 | 0.712
2019-03-08 15:00 | 43532.625 | 0.508 | 1.382
2019-03-08 16:00 | 43532.6667 | 0.574 | 0.797
2019-03-08 17:00 | 43532.7083 | 0.499 | 0.787
2019-03-08 18:00 | 43532.75 | 0.48 | 1.058
2019-03-08 19:00 | 43532.7917 | 0.69 | 0.713
2019-03-08 20:00 | 43532.8333 | 0.724 | 0.964
2019-03-08 21:00 | 43532.875 | 0.542 | 1.205
2019-03-08 22:00 | 43532.9167 | 0.501 | 1.414
2019-03-08 23:00 | 43532.9583 | 0.514 | 2.499
2019-03-09 | 43533 | 0.457 | 0.897
2019-03-09 01:00 | 43533.0417 | 0.513 | 0.776
2019-03-09 02:00 | 43533.0833 | 0.312 | 0.755
2019-03-09 03:00 | 43533.125 | 0.309 | 0.715
2019-03-09 04:00 | 43533.1667 | 0.359 | 0.637
2019-03-09 05:00 | 43533.2083 | 0.434 | 0.726
2019-03-09 06:00 | 43533.25 | 0.303 | 0.687
2019-03-09 07:00 | 43533.2917 | 0.262 | 0.716
2019-03-09 08:00 | 43533.3333 | 1.08 | 0.722
2019-03-09 09:00 | 43533.375 | 1.096 | 0.729
2019-03-09 10:00 | 43533.4167 | 0.672 | 2.125
2019-03-09 11:00 | 43533.4583 | 2.217 | 0.621
2019-03-09 12:00 | 43533.5 | 1.291 | 1.087
2019-03-09 13:00 | 43533.5417 | 0.832 | 1.044
2019-03-09 14:00 | 43533.5833 | 1.018 | 0.538
2019-03-09 15:00 | 43533.625 | 0.714 | 0.492
2019-03-09 16:00 | 43533.6667 | 0.555 | 0.796
2019-03-09 17:00 | 43533.7083 | 0.473 | 1.028
2019-03-09 18:00 | 43533.75 | 0.473 | 1.415
2019-03-09 19:00 | 43533.7917 | 0.578 | 1.956
2019-03-09 20:00 | 43533.8333 | 0.663 | 1.834
2019-03-09 21:00 | 43533.875 | 0.558 | 1.975
2019-03-09 22:00 | 43533.9167 | 0.464 | 1.522
2019-03-09 23:00 | 43533.9583 | 0.524 | 3.408
2019-03-10 | 43534 | 0.462 | 2.515
2019-03-10 01:00 | 43534.0417 | 0.503 | 1.54
2019-03-10 02:00 | 43534.0833 | 0.429 | 0.582
2019-03-10 03:00 | 43534.125 | 0.329 | 0.713
2019-03-10 04:00 | 43534.1667 | 0.323 | 0.72
2019-03-10 05:00 | 43534.2083 | 0.306 | 0.774
2019-03-10 06:00 | 43534.25 | 0.326 | 0.576
2019-03-10 07:00 | 43534.2917 | 0.369 | 0.528
2019-03-10 08:00 | 43534.3333 | 0.394 | 0.528
2019-03-10 09:00 | 43534.375 | 0.421 | 0.547
2019-03-10 10:00 | 43534.4167 | 0.422 | 0.505
2019-03-10 11:00 | 43534.4583 | 1.209 | 1.726
2019-03-10 12:00 | 43534.5 | 1.292 | 1.408
2019-03-10 13:00 | 43534.5417 | 0.562 | 0.861
2019-03-10 14:00 | 43534.5833 | 0.527 | 1.209
2019-03-10 15:00 | 43534.625 | 0.883 | 0.556
2019-03-10 16:00 | 43534.6667 | 0.445 | 0.665
2019-03-10 17:00 | 43534.7083 | 0.411 | 0.773
2019-03-10 18:00 | 43534.75 | 0.487 | 0.858
2019-03-10 19:00 | 43534.7917 | 0.578 | 1.127
2019-03-10 20:00 | 43534.8333 | 0.71 | 1.097
2019-03-10 21:00 | 43534.875 | 0.657 | 1.179
2019-03-10 22:00 | 43534.9167 | 0.638 | 1.363
2019-03-10 23:00 | 43534.9583 | 0.582 | 2.95
2019-03-11 | 43535 | 0.482 | 2.092
2019-03-11 01:00 | 43535.0417 | 0.368 | 0.714
2019-03-11 02:00 | 43535.0833 | 0.32 | 0.834
2019-03-11 03:00 | 43535.125 | 0.33 | 0.835
2019-03-11 04:00 | 43535.1667 | 0.315 | 0.862
2019-03-11 05:00 | 43535.2083 | 0.318 | 0.879
2019-03-11 06:00 | 43535.25 | 0.346 | 0.94
2019-03-11 07:00 | 43535.2917 | 0.473 | 1.293
2019-03-11 08:00 | 43535.3333 | 1.35 | 3.148
2019-03-11 09:00 | 43535.375 | 1.448 | 2.178
2019-03-11 10:00 | 43535.4167 | 0.661 | 1.404
2019-03-11 11:00 | 43535.4583 | 0.38 | 0.376
2019-03-11 12:00 | 43535.5 | 0.511 | 0.714
2019-03-11 13:00 | 43535.5417 | 1.504 | 1.154
2019-03-11 14:00 | 43535.5833 | 1.75 | 0.806
2019-03-11 15:00 | 43535.625 | 0.468 | 0.659
2019-03-11 16:00 | 43535.6667 | 0.431 | 0.721
2019-03-11 17:00 | 43535.7083 | 0.898 | 1.332
2019-03-11 18:00 | 43535.75 | 0.742 | 1.286
2019-03-11 19:00 | 43535.7917 | 0.41 | 0.913
2019-03-11 20:00 | 43535.8333 | 0.961 | 1.512
2019-03-11 21:00 | 43535.875 | 0.692 | 2.795
2019-03-11 22:00 | 43535.9167 | 0.506 | 1.282
2019-03-11 23:00 | 43535.9583 | 0.536 | 1.046
2019-03-12 | 43536 | 0.472 | 2.678
2019-03-12 01:00 | 43536.0417 | 0.392 | 1.898
2019-03-12 02:00 | 43536.0833 | 0.328 | 1.117
2019-03-12 03:00 | 43536.125 | 0.346 | 0.411
2019-03-12 04:00 | 43536.1667 | 0.313 | 0.599
2019-03-12 05:00 | 43536.2083 | 0.346 | 0.726
2019-03-12 06:00 | 43536.25 | 0.437 | 0.687
2019-03-12 07:00 | 43536.2917 | 0.336 | 1.129
2019-03-12 08:00 | 43536.3333 | 0.48 | 2.76
2019-03-12 09:00 | 43536.375 | 0.507 | 2.722
2019-03-12 10:00 | 43536.4167 | 0.383 | 0.529
2019-03-12 11:00 | 43536.4583 | 0.355 | 0.475
2019-03-12 12:00 | 43536.5 | 0.565 | 0.371
2019-03-12 13:00 | 43536.5417 | 1.158 | 0.372
2019-03-12 14:00 | 43536.5833 | 0.517 | 0.608
2019-03-12 15:00 | 43536.625 | 0.424 | 0.447
2019-03-12 16:00 | 43536.6667 | 0.466 | 0.913
2019-03-12 17:00 | 43536.7083 | 0.474 | 0.593
2019-03-12 18:00 | 43536.75 | 0.432 | 1.058
2019-03-12 19:00 | 43536.7917 | 0.522 | 1.235
2019-03-12 20:00 | 43536.8333 | 1.118 | 1.359
2019-03-12 21:00 | 43536.875 | 0.9 | 1.06
2019-03-12 22:00 | 43536.9167 | 0.531 | 1.426
2019-03-12 23:00 | 43536.9583 | 0.566 | 2.826
2019-03-13 | 43537 | 0.621 | 1.981
2019-03-13 01:00 | 43537.0417 | 0.474 | 1.732
2019-03-13 02:00 | 43537.0833 | 0.352 | 0.66
2019-03-13 03:00 | 43537.125 | 0.496 | 0.608
2019-03-13 04:00 | 43537.1667 | 0.335 | 0.682
2019-03-13 05:00 | 43537.2083 | 0.362 | 0.727
2019-03-13 06:00 | 43537.25 | 0.624 | 0.8
2019-03-13 07:00 | 43537.2917 | 0.553 | 1.193
2019-03-13 08:00 | 43537.3333 | 0.56 | 2.503
2019-03-13 09:00 | 43537.375 | 0.61 | 2.857
2019-03-13 10:00 | 43537.4167 | 0.475 | 1.87
2019-03-13 11:00 | 43537.4583 | 0.636 | 0.773
2019-03-13 12:00 | 43537.5 | 0.92 | 1.035
2019-03-13 13:00 | 43537.5417 | 1.175 | 0.943
2019-03-13 14:00 | 43537.5833 | 0.823 | 1.174
2019-03-13 15:00 | 43537.625 | 0.628 | 0.657
2019-03-13 16:00 | 43537.6667 | 0.532 | 0.603
2019-03-13 17:00 | 43537.7083 | 0.527 | 0.552
2019-03-13 18:00 | 43537.75 | 0.586 | 0.561
2019-03-13 19:00 | 43537.7917 | 0.593 | 0.718
2019-03-13 20:00 | 43537.8333 | 0.815 | 0.895
2019-03-13 21:00 | 43537.875 | 0.603 | 1.241
2019-03-13 22:00 | 43537.9167 | 0.588 | 1.432
2019-03-13 23:00 | 43537.9583 | 0.592 | 3.003
2019-03-14 | 43538 | 0.569 | 2.143
2019-03-14 01:00 | 43538.0417 | 0.511 | 1.749
2019-03-14 02:00 | 43538.0833 | 0.375 | 0.614
2019-03-14 03:00 | 43538.125 | 0.364 | 0.9
2019-03-14 04:00 | 43538.1667 | 0.41 | 1.246
2019-03-14 05:00 | 43538.2083 | 0.448 | 1.214
2019-03-14 06:00 | 43538.25 | 0.419 | 1.313
2019-03-14 07:00 | 43538.2917 | 0.476 | 1.389
2019-03-14 08:00 | 43538.3333 | 0.544 | 3.129
2019-03-14 09:00 | 43538.375 | 0.758 | 3.473
2019-03-14 10:00 | 43538.4167 | 2.361 | 2.044
2019-03-14 11:00 | 43538.4583 | 0.864 | 0.802
2019-03-14 12:00 | 43538.5 | 1.183 | 0.711
2019-03-14 13:00 | 43538.5417 | 1.633 | 1.224
2019-03-14 14:00 | 43538.5833 | 1.446 | 0.739
2019-03-14 15:00 | 43538.625 | 0.677 | 0.822
2019-03-14 16:00 | 43538.6667 | 0.825 | 0.587
2019-03-14 17:00 | 43538.7083 | 1.196 | 0.566
2019-03-14 18:00 | 43538.75 | 0.69 | 0.549
2019-03-14 19:00 | 43538.7917 | 0.615 | 0.672
2019-03-14 20:00 | 43538.8333 | 1.871 | 0.897
2019-03-14 21:00 | 43538.875 | 1.153 | 2.083
2019-03-14 22:00 | 43538.9167 | 0.652 | 2.031
2019-03-14 23:00 | 43538.9583 | 0.67 | 2.861
2019-03-15 | 43539 | 0.658 | 2.428
2019-03-15 01:00 | 43539.0417 | 0.455 | 1.319
2019-03-15 02:00 | 43539.0833 | 0.367 | 0.541
2019-03-15 03:00 | 43539.125 | 0.418 | 0.827
2019-03-15 04:00 | 43539.1667 | 0.369 | 1.198
2019-03-15 05:00 | 43539.2083 | 0.371 | 1.693
2019-03-15 06:00 | 43539.25 | 0.608 | 1.402
2019-03-15 07:00 | 43539.2917 | 0.516 | 1.713
2019-03-15 08:00 | 43539.3333 | 0.54 | 2.901
2019-03-15 09:00 | 43539.375 | 0.62 | 3.109
2019-03-15 10:00 | 43539.4167 | 0.495 | 1.453
2019-03-15 11:00 | 43539.4583 | 0.654 | 0.402
2019-03-15 12:00 | 43539.5 | 0.94 | 0.547
2019-03-15 13:00 | 43539.5417 | 1.115 | 0.381
2019-03-15 14:00 | 43539.5833 | 0.801 | 0.862
2019-03-15 15:00 | 43539.625 | 0.644 | 0.64
2019-03-15 16:00 | 43539.6667 | 0.515 | 0.894
2019-03-15 17:00 | 43539.7083 | 0.513 | 0.682
2019-03-15 18:00 | 43539.75 | 0.592 | 0.716
2019-03-15 19:00 | 43539.7917 | 0.598 | 0.793
2019-03-15 20:00 | 43539.8333 | 0.802 | 0.961
2019-03-15 21:00 | 43539.875 | 0.609 | 1.684
2019-03-15 22:00 | 43539.9167 | 0.597 | 1.677
2019-03-15 23:00 | 43539.9583 | 0.598 | 3.345
2019-03-16 | 43540 | 0.534 | 0.977
2019-03-16 01:00 | 43540.0417 | 0.557 | 1.025
2019-03-16 02:00 | 43540.0833 | 0.37 | 0.816
2019-03-16 03:00 | 43540.125 | 0.373 | 0.83
2019-03-16 04:00 | 43540.1667 | 0.41 | 0.829
2019-03-16 05:00 | 43540.2083 | 0.422 | 0.834
2019-03-16 06:00 | 43540.25 | 0.429 | 0.835
2019-03-16 07:00 | 43540.2917 | 0.615 | 1.111
2019-03-16 08:00 | 43540.3333 | 0.697 | 1.572
2019-03-16 09:00 | 43540.375 | 0.525 | 1.016
2019-03-16 10:00 | 43540.4167 | 0.516 | 1.736
2019-03-16 11:00 | 43540.4583 | 0.693 | 1.216
2019-03-16 12:00 | 43540.5 | 0.607 | 0.467
2019-03-16 13:00 | 43540.5417 | 0.893 | 0.51
2019-03-16 14:00 | 43540.5833 | 0.619 | 1.064
2019-03-16 15:00 | 43540.625 | 0.5 | 0.859
2019-03-16 16:00 | 43540.6667 | 0.434 | 0.82
2019-03-16 17:00 | 43540.7083 | 0.384 | 0.693
2019-03-16 18:00 | 43540.75 | 0.753 | 0.75
2019-03-16 19:00 | 43540.7917 | 0.727 | 0.846
2019-03-16 20:00 | 43540.8333 | 0.956 | 1.16
2019-03-16 21:00 | 43540.875 | 0.819 | 1.297
2019-03-16 22:00 | 43540.9167 | 0.549 | 1.15
2019-03-16 23:00 | 43540.9583 | 0.623 | 3.022
2019-03-17 | 43541 | 0.553 | 2.671
2019-03-17 01:00 | 43541.0417 | 0.432 | 1.985
2019-03-17 02:00 | 43541.0833 | 0.364 | 0.826
2019-03-17 03:00 | 43541.125 | 0.367 | 0.951
2019-03-17 04:00 | 43541.1667 | 0.388 | 0.891
2019-03-17 05:00 | 43541.2083 | 0.35 | 0.778
2019-03-17 06:00 | 43541.25 | 0.391 | 0.798
2019-03-17 07:00 | 43541.2917 | 0.626 | 0.962
2019-03-17 08:00 | 43541.3333 | 0.654 | 0.772
2019-03-17 09:00 | 43541.375 | 0.608 | 1.025
2019-03-17 10:00 | 43541.4167 | 0.539 | 0.882
2019-03-17 11:00 | 43541.4583 | 0.488 | 0.869
2019-03-17 12:00 | 43541.5 | 0.761 | 1.81
2019-03-17 13:00 | 43541.5417 | 0.523 | 0.663
2019-03-17 14:00 | 43541.5833 | 0.819 | 1.144
2019-03-17 15:00 | 43541.625 | 1.35 | 0.778
2019-03-17 16:00 | 43541.6667 | 0.526 | 0.824
2019-03-17 17:00 | 43541.7083 | 0.434 | 0.655
2019-03-17 18:00 | 43541.75 | 0.388 | 0.868
2019-03-17 19:00 | 43541.7917 | 0.59 | 1.031
2019-03-17 20:00 | 43541.8333 | 0.823 | 1.738
2019-03-17 21:00 | 43541.875 | 0.787 | 2.623
2019-03-17 22:00 | 43541.9167 | 0.601 | 1.626
2019-03-17 23:00 | 43541.9583 | 0.589 | 3.056
2019-03-18 | 43542 | 0.524 | 2.314
2019-03-18 01:00 | 43542.0417 | 0.451 | 1.772
2019-03-18 02:00 | 43542.0833 | 0.365 | 1.199
2019-03-18 03:00 | 43542.125 | 0.407 | 1.307
2019-03-18 04:00 | 43542.1667 | 0.421 | 1.381
2019-03-18 05:00 | 43542.2083 | 0.45 | 1.849
2019-03-18 06:00 | 43542.25 | 0.403 | 1.381
2019-03-18 07:00 | 43542.2917 | 0.581 | 1.965
2019-03-18 08:00 | 43542.3333 | 0.61 | 2.809
2019-03-18 09:00 | 43542.375 | 0.709 | 1.667
2019-03-18 10:00 | 43542.4167 | 0.537 | 1.755
2019-03-18 11:00 | 43542.4583 | 0.632 | 2.049
2019-03-18 12:00 | 43542.5 | 0.614 | 0.687
2019-03-18 13:00 | 43542.5417 | 0.97 | 1.406
2019-03-18 14:00 | 43542.5833 | 0.896 | 0.914
2019-03-18 15:00 | 43542.625 | 0.758 | 0.726
2019-03-18 16:00 | 43542.6667 | 1.131 | 0.782
2019-03-18 17:00 | 43542.7083 | 0.654 | 0.698
2019-03-18 18:00 | 43542.75 | 0.48 | 0.713
2019-03-18 19:00 | 43542.7917 | 0.595 | 2.086
2019-03-18 20:00 | 43542.8333 | 1.284 | 0.957
2019-03-18 21:00 | 43542.875 | 1.794 | 1.438
2019-03-18 22:00 | 43542.9167 | 1.349 | 1.342
2019-03-18 23:00 | 43542.9583 | 0.697 | 1.089
2019-03-19 | 43543 | 0.451 | 2.911
2019-03-19 01:00 | 43543.0417 | 0.365 | 2.192
2019-03-19 02:00 | 43543.0833 | 0.338 | 0.728
2019-03-19 03:00 | 43543.125 | 0.326 | 0.713
2019-03-19 04:00 | 43543.1667 | 0.324 | 0.695
2019-03-19 05:00 | 43543.2083 | 0.381 | 1.164
2019-03-19 06:00 | 43543.25 | 0.683 | 1.019
2019-03-19 07:00 | 43543.2917 | 0.485 | 1.531
2019-03-19 08:00 | 43543.3333 | 0.495 | 3.057
2019-03-19 09:00 | 43543.375 | 0.555 | 2.224
2019-03-19 10:00 | 43543.4167 | 0.408 | 2.698
2019-03-19 11:00 | 43543.4583 | 0.434 | 1.208
2019-03-19 12:00 | 43543.5 | 0.56 | 0.669
2019-03-19 13:00 | 43543.5417 | 1.272 | 1.253
2019-03-19 14:00 | 43543.5833 | 0.607 | 0.72
2019-03-19 15:00 | 43543.625 | 0.565 | 0.819
2019-03-19 16:00 | 43543.6667 | 0.589 | 0.554
2019-03-19 17:00 | 43543.7083 | 0.52 | 0.696
2019-03-19 18:00 | 43543.75 | 0.496 | 0.61
2019-03-19 19:00 | 43543.7917 | 0.588 | 0.592
2019-03-19 20:00 | 43543.8333 | 1.421 | 0.884
2019-03-19 21:00 | 43543.875 | 1.087 | 1.795
2019-03-19 22:00 | 43543.9167 | 0.577 | 1.227
2019-03-19 23:00 | 43543.9583 | 0.57 | 2.926
2019-03-20 | 43544 | 0.424 | 2.31
2019-03-20 01:00 | 43544.0417 | 0.329 | 1.753
2019-03-20 02:00 | 43544.0833 | 0.325 | 1.409
2019-03-20 03:00 | 43544.125 | 0.344 | 1.203
2019-03-20 04:00 | 43544.1667 | 0.323 | 1.275
2019-03-20 05:00 | 43544.2083 | 0.343 | 1.665
2019-03-20 06:00 | 43544.25 | 0.388 | 1.369
2019-03-20 07:00 | 43544.2917 | 0.519 | 1.648
2019-03-20 08:00 | 43544.3333 | 0.47 | 2.781
2019-03-20 09:00 | 43544.375 | 1.004 | 2.89
2019-03-20 10:00 | 43544.4167 | 0.447 | 2.575
2019-03-20 11:00 | 43544.4583 | 0.434 | 0.709
2019-03-20 12:00 | 43544.5 | 1.022 | 0.383
2019-03-20 13:00 | 43544.5417 | 1.168 | 0.419
2019-03-20 14:00 | 43544.5833 | 0.721 | 0.675
2019-03-20 15:00 | 43544.625 | 0.508 | 0.783
2019-03-20 16:00 | 43544.6667 | 0.464 | 0.657
2019-03-20 17:00 | 43544.7083 | 0.39 | 0.687
2019-03-20 18:00 | 43544.75 | 0.397 | 0.572
2019-03-20 19:00 | 43544.7917 | 0.478 | 0.619
2019-03-20 20:00 | 43544.8333 | 1.021 | 0.695
2019-03-20 21:00 | 43544.875 | 0.91 | 1.886
2019-03-20 22:00 | 43544.9167 | 0.726 | 1.389
2019-03-20 23:00 | 43544.9583 | 0.628 | 2.97
2019-03-21 | 43545 | 0.509 | 2.156
2019-03-21 01:00 | 43545.0417 | 0.447 | 1.504
2019-03-21 02:00 | 43545.0833 | 0.334 | 0.528
2019-03-21 03:00 | 43545.125 | 0.44 | 0.677
2019-03-21 04:00 | 43545.1667 | 0.375 | 0.71
2019-03-21 05:00 | 43545.2083 | 0.344 | 0.814
2019-03-21 06:00 | 43545.25 | 0.385 | 0.86
2019-03-21 07:00 | 43545.2917 | 0.436 | 1.023
2019-03-21 08:00 | 43545.3333 | 0.505 | 3.932
2019-03-21 09:00 | 43545.375 | 0.375 | 1.976
2019-03-21 10:00 | 43545.4167 | 0.404 | 2.107
2019-03-21 11:00 | 43545.4583 | 0.331 | 1.394
2019-03-21 12:00 | 43545.5 | 0.594 | 0.445
2019-03-21 13:00 | 43545.5417 | 0.914 | 0.841
2019-03-21 14:00 | 43545.5833 | 0.681 | 0.577
2019-03-21 15:00 | 43545.625 | 0.532 | 0.813
2019-03-21 16:00 | 43545.6667 | 0.926 | 0.82
2019-03-21 17:00 | 43545.7083 | 0.472 | 0.626
2019-03-21 18:00 | 43545.75 | 0.451 | 0.58
2019-03-21 19:00 | 43545.7917 | 0.459 | 0.638
2019-03-21 20:00 | 43545.8333 | 0.998 | 0.806
2019-03-21 21:00 | 43545.875 | 0.678 | 1.434
2019-03-21 22:00 | 43545.9167 | 0.515 | 1.424
2019-03-21 23:00 | 43545.9583 | 0.646 | 2.817
2019-03-22 | 43546 | 0.508 | 2.1
2019-03-22 01:00 | 43546.0417 | 0.489 | 1.625
2019-03-22 02:00 | 43546.0833 | 0.481 | 0.715
2019-03-22 03:00 | 43546.125 | 0.49 | 0.658
2019-03-22 04:00 | 43546.1667 | 0.482 | 0.677
2019-03-22 05:00 | 43546.2083 | 0.524 | 0.711
2019-03-22 06:00 | 43546.25 | 0.658 | 0.871
2019-03-22 07:00 | 43546.2917 | 1.621 | 2.021
2019-03-22 08:00 | 43546.3333 | 0.751 | 2.973
2019-03-22 09:00 | 43546.375 | 0.518 | 2.183
2019-03-22 10:00 | 43546.4167 | 0.647 | 2.363
2019-03-22 11:00 | 43546.4583 | 0.457 | 1
2019-03-22 12:00 | 43546.5 | 0.559 | 0.427
2019-03-22 13:00 | 43546.5417 | 2.025 | 0.34
2019-03-22 14:00 | 43546.5833 | 1.772 | 0.512
2019-03-22 15:00 | 43546.625 | 0.544 | 0.888
2019-03-22 16:00 | 43546.6667 | 0.425 | 0.531
2019-03-22 17:00 | 43546.7083 | 0.418 | 0.859
2019-03-22 18:00 | 43546.75 | 0.392 | 0.864
2019-03-22 19:00 | 43546.7917 | 0.434 | 0.713
2019-03-22 20:00 | 43546.8333 | 0.705 | 0.839
2019-03-22 21:00 | 43546.875 | 0.553 | 1.1
2019-03-22 22:00 | 43546.9167 | 0.508 | 2.204
2019-03-22 23:00 | 43546.9583 | 0.505 | 2.692
2019-03-23 | 43547 | 0.618 | 0.673
2019-03-23 01:00 | 43547.0417 | 0.495 | 0.63
2019-03-23 02:00 | 43547.0833 | 0.349 | 0.63
2019-03-23 03:00 | 43547.125 | 0.328 | 0.72
2019-03-23 04:00 | 43547.1667 | 0.328 | 0.641
2019-03-23 05:00 | 43547.2083 | 0.325 | 0.798
2019-03-23 06:00 | 43547.25 | 0.401 | 1.212
2019-03-23 07:00 | 43547.2917 | 0.382 | 1.319
2019-03-23 08:00 | 43547.3333 | 0.447 | 1.139
2019-03-23 09:00 | 43547.375 | 0.482 | 1.448
2019-03-23 10:00 | 43547.4167 | 0.648 | 2.958
2019-03-23 11:00 | 43547.4583 | 0.523 | 2.403
2019-03-23 12:00 | 43547.5 | 0.707 | 1.048
2019-03-23 13:00 | 43547.5417 | 0.523 | 0.546
2019-03-23 14:00 | 43547.5833 | 0.626 | 2.682
2019-03-23 15:00 | 43547.625 | 0.812 | 0.932
2019-03-23 16:00 | 43547.6667 | 0.459 | 0.625
2019-03-23 17:00 | 43547.7083 | 0.378 | 0.817
2019-03-23 18:00 | 43547.75 | 0.4 | 0.613
2019-03-23 19:00 | 43547.7917 | 0.453 | 0.571
2019-03-23 20:00 | 43547.8333 | 0.81 | 1.085
2019-03-23 21:00 | 43547.875 | 0.685 | 1.152
2019-03-23 22:00 | 43547.9167 | 0.495 | 1.116
2019-03-23 23:00 | 43547.9583 | 0.53 | 3.227
2019-03-24 | 43548 | 0.533 | 2.582
2019-03-24 01:00 | 43548.0417 | 0.401 | 1.676
2019-03-24 02:00 | 43548.0833 | 0.332 | 0.549
2019-03-24 03:00 | 43548.125 | 0.338 | 0.645
2019-03-24 04:00 | 43548.1667 | 0.349 | 0.679
2019-03-24 05:00 | 43548.2083 | 0.316 | 0.724
2019-03-24 06:00 | 43548.25 | 0.307 | 1.215
2019-03-24 07:00 | 43548.2917 | 1.231 | 1.319
2019-03-24 08:00 | 43548.3333 | 0.475 | 1.215
2019-03-24 09:00 | 43548.375 | 1.263 | 1.244
2019-03-24 10:00 | 43548.4167 | 0.716 | 1.251
2019-03-24 11:00 | 43548.4583 | 0.929 | 1.269
2019-03-24 12:00 | 43548.5 | 0.721 | 1.244
2019-03-24 13:00 | 43548.5417 | 0.567 | 0.827
2019-03-24 14:00 | 43548.5833 | 0.819 | 0.722
2019-03-24 15:00 | 43548.625 | 1.327 | 0.518
2019-03-24 16:00 | 43548.6667 | 0.509 | 0.624
2019-03-24 17:00 | 43548.7083 | 0.593 | 0.687
2019-03-24 18:00 | 43548.75 | 0.413 | 0.618
2019-03-24 19:00 | 43548.7917 | 0.524 | 0.916
2019-03-24 20:00 | 43548.8333 | 0.617 | 0.926
2019-03-24 21:00 | 43548.875 | 0.765 | 1.383
2019-03-24 22:00 | 43548.9167 | 0.531 | 0.85
2019-03-24 23:00 | 43548.9583 | 0.571 | 2.71
2019-03-25 | 43549 | 0.462 | 1.102
2019-03-25 01:00 | 43549.0417 | 0.345 | 0.547
2019-03-25 02:00 | 43549.0833 | 0.34 | 0.645
2019-03-25 03:00 | 43549.125 | 0.329 | 0.64
2019-03-25 04:00 | 43549.1667 | 0.331 | 0.577
2019-03-25 05:00 | 43549.2083 | 0.333 | 0.596
2019-03-25 06:00 | 43549.25 | 0.332 | 0.61
2019-03-25 07:00 | 43549.2917 | 0.413 | 0.849
2019-03-25 08:00 | 43549.3333 | 0.467 | 1.143
2019-03-25 09:00 | 43549.375 | 0.549 | 1.866
2019-03-25 10:00 | 43549.4167 | 0.377 | 0.622
2019-03-25 11:00 | 43549.4583 | 0.416 | 0.53
2019-03-25 12:00 | 43549.5 | 0.852 | 0.491
2019-03-25 13:00 | 43549.5417 | 0.96 | 0.676
2019-03-25 14:00 | 43549.5833 | 0.647 | 0.549
2019-03-25 15:00 | 43549.625 | 0.53 | 0.636
2019-03-25 16:00 | 43549.6667 | 0.49 | 0.821
2019-03-25 17:00 | 43549.7083 | 1.056 | 1.55
2019-03-25 18:00 | 43549.75 | 0.465 | 0.661
2019-03-25 19:00 | 43549.7917 | 0.435 | 0.733
2019-03-25 20:00 | 43549.8333 | 1.94 | 2.172
2019-03-25 21:00 | 43549.875 | 1.441 | 1.883
2019-03-25 22:00 | 43549.9167 | 1.167 | 1.393
2019-03-25 23:00 | 43549.9583 | 0.574 | 1.438
2019-03-26 | 43550 | 0.456 | 2.437
2019-03-26 01:00 | 43550.0417 | 0.337 | 2.122
2019-03-26 02:00 | 43550.0833 | 0.323 | 0.427
2019-03-26 03:00 | 43550.125 | 0.338 | 0.556
2019-03-26 04:00 | 43550.1667 | 0.359 | 0.587
2019-03-26 05:00 | 43550.2083 | 0.33 | 0.597
2019-03-26 06:00 | 43550.25 | 0.589 | 0.614
2019-03-26 07:00 | 43550.2917 | 0.583 | 0.976
2019-03-26 08:00 | 43550.3333 | 0.605 | 1.628
2019-03-26 09:00 | 43550.375 | 0.655 | 0.743
2019-03-26 10:00 | 43550.4167 | 0.48 | 3.048
2019-03-26 11:00 | 43550.4583 | 0.491 | 0.728
2019-03-26 12:00 | 43550.5 | 0.508 | 0.88
2019-03-26 13:00 | 43550.5417 | 1.379 | 1.089
2019-03-26 14:00 | 43550.5833 | 0.738 | 0.434
2019-03-26 15:00 | 43550.625 | 0.545 | 0.827
2019-03-26 16:00 | 43550.6667 | 0.423 | 0.608
2019-03-26 17:00 | 43550.7083 | 0.433 | 0.616
2019-03-26 18:00 | 43550.75 | 1.093 | 0.527
2019-03-26 19:00 | 43550.7917 | 1.493 | 0.953
2019-03-26 20:00 | 43550.8333 | 1.227 | 0.886
2019-03-26 21:00 | 43550.875 | 0.686 | 1.06
2019-03-26 22:00 | 43550.9167 | 0.508 | 1.07
2019-03-26 23:00 | 43550.9583 | 0.604 | 2.775
2019-03-27 | 43551 | 0.65 | 2.229
2019-03-27 01:00 | 43551.0417 | 0.464 | 1.426
2019-03-27 02:00 | 43551.0833 | 0.344 | 0.515
2019-03-27 03:00 | 43551.125 | 0.332 | 0.668
2019-03-27 04:00 | 43551.1667 | 0.364 | 0.684
2019-03-27 05:00 | 43551.2083 | 0.365 | 0.67
2019-03-27 06:00 | 43551.25 | 0.36 | 0.71
2019-03-27 07:00 | 43551.2917 | 0.44 | 0.951
2019-03-27 08:00 | 43551.3333 | 0.455 | 2.208
2019-03-27 09:00 | 43551.375 | 0.772 | 2.908
2019-03-27 10:00 | 43551.4167 | 0.488 | 0.73
2019-03-27 11:00 | 43551.4583 | 0.484 | 1.75
2019-03-27 12:00 | 43551.5 | 0.493 | 0.489
2019-03-27 13:00 | 43551.5417 | 0.533 | 0.816
2019-03-27 14:00 | 43551.5833 | 1.841 | 0.858
2019-03-27 15:00 | 43551.625 | 1.204 | 0.65
2019-03-27 16:00 | 43551.6667 | 0.506 | 0.787
2019-03-27 17:00 | 43551.7083 | 0.479 | 0.596
2019-03-27 18:00 | 43551.75 | 0.989 | 0.63
2019-03-27 19:00 | 43551.7917 | 1.382 | 0.627
2019-03-27 20:00 | 43551.8333 | 1.058 | 0.64
2019-03-27 21:00 | 43551.875 | 1.102 | 1.37
2019-03-27 22:00 | 43551.9167 | 0.855 | 1.077
2019-03-27 23:00 | 43551.9583 | 0.796 | 2.745
2019-03-28 | 43552 | 0.776 | 2.166
2019-03-28 01:00 | 43552.0417 | 0.752 | 1.139
2019-03-28 02:00 | 43552.0833 | 0.507 | 0.39
2019-03-28 03:00 | 43552.125 | 0.333 | 0.579
2019-03-28 04:00 | 43552.1667 | 0.37 | 0.595
2019-03-28 05:00 | 43552.2083 | 0.369 | 0.622
2019-03-28 06:00 | 43552.25 | 0.361 | 0.779
2019-03-28 07:00 | 43552.2917 | 0.295 | 0.883
2019-03-28 08:00 | 43552.3333 | 0.433 | 1.857
2019-03-28 09:00 | 43552.375 | 0.57 | 3.059
2019-03-28 10:00 | 43552.4167 | 0.541 | 0.79
2019-03-28 11:00 | 43552.4583 | 0.563 | 0.575
2019-03-28 12:00 | 43552.5 | 0.769 | 0.964
2019-03-28 13:00 | 43552.5417 | 0.865 | 0.685
2019-03-28 14:00 | 43552.5833 | 0.741 | 0.687
2019-03-28 15:00 | 43552.625 | 0.558 | 0.593
2019-03-28 16:00 | 43552.6667 | 0.573 | 0.771
2019-03-28 17:00 | 43552.7083 | 0.72 | 0.545
2019-03-28 18:00 | 43552.75 | 0.438 | 0.606
2019-03-28 19:00 | 43552.7917 | 0.46 | 0.633
2019-03-28 20:00 | 43552.8333 | 0.782 | 0.9
2019-03-28 21:00 | 43552.875 | 0.676 | 1.114
2019-03-28 22:00 | 43552.9167 | 0.591 | 1.439
2019-03-28 23:00 | 43552.9583 | 0.672 | 2.849
2019-03-29 | 43553 | 0.496 | 2.442
2019-03-29 01:00 | 43553.0417 | 0.402 | 1.717
2019-03-29 02:00 | 43553.0833 | 0.35 | 0.503
2019-03-29 03:00 | 43553.125 | 0.325 | 0.576
2019-03-29 04:00 | 43553.1667 | 0.343 | 0.59
2019-03-29 05:00 | 43553.2083 | 0.35 | 0.617
2019-03-29 06:00 | 43553.25 | 0.369 | 0.619
2019-03-29 07:00 | 43553.2917 | 0.457 | 0.878
2019-03-29 08:00 | 43553.3333 | 0.443 | 1.858
2019-03-29 09:00 | 43553.375 | 0.556 | 2.695
2019-03-29 10:00 | 43553.4167 | 0.554 | 0.496
2019-03-29 11:00 | 43553.4583 | 0.876 | 0.606
2019-03-29 12:00 | 43553.5 | 0.627 | 0.54
2019-03-29 13:00 | 43553.5417 | 0.614 | 0.685
2019-03-29 14:00 | 43553.5833 | 0.687 | 0.521
2019-03-29 15:00 | 43553.625 | 0.513 | 0.565
2019-03-29 16:00 | 43553.6667 | 0.413 | 0.7
2019-03-29 17:00 | 43553.7083 | 0.398 | 0.524
2019-03-29 18:00 | 43553.75 | 0.488 | 0.487
2019-03-29 19:00 | 43553.7917 | 0.435 | 0.567
2019-03-29 20:00 | 43553.8333 | 0.69 | 0.947
2019-03-29 21:00 | 43553.875 | 0.556 | 2.419
2019-03-29 22:00 | 43553.9167 | 0.482 | 1.583
2019-03-29 23:00 | 43553.9583 | 0.506 | 2.612
2019-03-30 | 43554 | 0.441 | 0.668
2019-03-30 01:00 | 43554.0417 | 0.52 | 0.634
2019-03-30 02:00 | 43554.0833 | 0.333 | 0.626
2019-03-30 03:00 | 43554.125 | 0.342 | 0.747
2019-03-30 04:00 | 43554.1667 | 0.304 | 0.679
2019-03-30 05:00 | 43554.2083 | 0.315 | 0.652
2019-03-30 06:00 | 43554.25 | 0.375 | 0.644
2019-03-30 07:00 | 43554.2917 | 0.365 | 0.668
2019-03-30 08:00 | 43554.3333 | 0.382 | 0.68
2019-03-30 09:00 | 43554.375 | 0.476 | 0.746
2019-03-30 10:00 | 43554.4167 | 0.634 | 0.591
2019-03-30 11:00 | 43554.4583 | 0.484 | 2.228
2019-03-30 12:00 | 43554.5 | 0.643 | 0.967
2019-03-30 13:00 | 43554.5417 | 1.314 | 0.556
2019-03-30 14:00 | 43554.5833 | 0.715 | 0.776
2019-03-30 15:00 | 43554.625 | 1.194 | 0.639
2019-03-30 16:00 | 43554.6667 | 1.508 | 0.758
2019-03-30 17:00 | 43554.7083 | 0.458 | 0.769
2019-03-30 18:00 | 43554.75 | 0.387 | 1.247
2019-03-30 19:00 | 43554.7917 | 0.471 | 1.033
2019-03-30 20:00 | 43554.8333 | 1.802 | 0.963
2019-03-30 21:00 | 43554.875 | 1.129 | 1.022
2019-03-30 22:00 | 43554.9167 | 0.523 | 0.938
2019-03-30 23:00 | 43554.9583 | 0.71 | 2.64
2019-03-31 | 43555 | 0.523 | 0.755
2019-03-31 01:00 | 43555.0417 | 0.428 | 0.758
2019-03-31 02:00 | 43555.0833 | 0.446 | 0.761
2019-03-31 03:00 | 43555.125 | 0.332 | 0.549
2019-03-31 04:00 | 43555.1667 | 0.341 | 0.568
2019-03-31 05:00 | 43555.2083 | 0.324 | 0.577
2019-03-31 06:00 | 43555.25 | 0.337 | 0.679
2019-03-31 07:00 | 43555.2917 | 0.32 | 0.621
2019-03-31 08:00 | 43555.3333 | 0.518 | 0.628
2019-03-31 09:00 | 43555.375 | 0.565 | 0.715
2019-03-31 10:00 | 43555.4167 | 0.551 | 0.815
2019-03-31 11:00 | 43555.4583 | 0.6 | 1.364
2019-03-31 12:00 | 43555.5 | 0.593 | 0.788
2019-03-31 13:00 | 43555.5417 | 0.519 | 0.407
2019-03-31 14:00 | 43555.5833 | 0.485 | 0.438
2019-03-31 15:00 | 43555.625 | 0.658 | 0.384
2019-03-31 16:00 | 43555.6667 | 0.418 | 0.383
2019-03-31 17:00 | 43555.7083 | 0.701 | 0.503
2019-03-31 18:00 | 43555.75 | 0.413 | 0.575
2019-03-31 19:00 | 43555.7917 | 0.472 | 0.547
2019-03-31 20:00 | 43555.8333 | 0.386 | 0.657
2019-03-31 21:00 | 43555.875 | 0.541 | 1.934
2019-03-31 22:00 | 43555.9167 | 0.532 | 1.719
2019-03-31 23:00 | 43555.9583 | 0.512 | 2.649
2019-04-01 | 43556 | 0.528 | 0.969
2019-04-01 01:00 | 43556.0417 | 0.409 | 0.503
2019-04-01 02:00 | 43556.0833 | 0.363 | 0.705
2019-04-01 03:00 | 43556.125 | 0.327 | 0.567
2019-04-01 04:00 | 43556.1667 | 0.585 | 0.582
2019-04-01 05:00 | 43556.2083 | 0.546 | 0.607
2019-04-01 06:00 | 43556.25 | 0.451 | 0.606
2019-04-01 07:00 | 43556.2917 | 0.501 | 1.056
2019-04-01 08:00 | 43556.3333 | 0.47 | 1.304
2019-04-01 09:00 | 43556.375 | 1.043 | 2.116
2019-04-01 10:00 | 43556.4167 | 0.483 | 1.446
2019-04-01 11:00 | 43556.4583 | 0.474 | 0.978
2019-04-01 12:00 | 43556.5 | 0.772 | 1.028
2019-04-01 13:00 | 43556.5417 | 1.363 | 0.436
2019-04-01 14:00 | 43556.5833 | 0.807 | 0.615
2019-04-01 15:00 | 43556.625 | 0.676 | 0.404
2019-04-01 16:00 | 43556.6667 | 0.504 | 0.476
2019-04-01 17:00 | 43556.7083 | 0.417 | 1.415
2019-04-01 18:00 | 43556.75 | 0.408 | 1.007
2019-04-01 19:00 | 43556.7917 | 0.385 | 0.558
2019-04-01 20:00 | 43556.8333 | 1.5 | 0.758
2019-04-01 21:00 | 43556.875 | 0.805 | 1.435
2019-04-01 22:00 | 43556.9167 | 0.593 | 1.272
2019-04-01 23:00 | 43556.9583 | 0.486 | 1.048
2019-04-02 | 43557 | 0.449 | 2.527
2019-04-02 01:00 | 43557.0417 | 0.383 | 2.1
2019-04-02 02:00 | 43557.0833 | 0.381 | 0.674
2019-04-02 03:00 | 43557.125 | 0.464 | 0.575
2019-04-02 04:00 | 43557.1667 | 0.331 | 0.577
2019-04-02 05:00 | 43557.2083 | 0.318 | 0.571
2019-04-02 06:00 | 43557.25 | 0.318 | 0.558
2019-04-02 07:00 | 43557.2917 | 0.492 | 1.038
2019-04-02 08:00 | 43557.3333 | 0.421 | 2.36
2019-04-02 09:00 | 43557.375 | 0.709 | 2.366
2019-04-02 10:00 | 43557.4167 | 0.371 | 0.446
2019-04-02 11:00 | 43557.4583 | 0.426 | 0.956
2019-04-02 12:00 | 43557.5 | 0.601 | 0.495
2019-04-02 13:00 | 43557.5417 | 0.71 | 0.937
2019-04-02 14:00 | 43557.5833 | 0.7 | 0.956
2019-04-02 15:00 | 43557.625 | 0.519 | 0.579
2019-04-02 16:00 | 43557.6667 | 0.455 | 0.799
2019-04-02 17:00 | 43557.7083 | 0.54 | 0.647
2019-04-02 18:00 | 43557.75 | 0.476 | 0.631
2019-04-02 19:00 | 43557.7917 | 0.455 | 0.628
2019-04-02 20:00 | 43557.8333 | 1.139 | 1.231
2019-04-02 21:00 | 43557.875 | 0.725 | 1.273
2019-04-02 22:00 | 43557.9167 | 0.665 | 1.118
2019-04-02 23:00 | 43557.9583 | 0.576 | 2.753
2019-04-03 | 43558 | 0.48 | 2.183
2019-04-03 01:00 | 43558.0417 | 0.37 | 1.191
2019-04-03 02:00 | 43558.0833 | 0.327 | 0.462
2019-04-03 03:00 | 43558.125 | 0.332 | 0.625
2019-04-03 04:00 | 43558.1667 | 0.313 | 0.647
2019-04-03 05:00 | 43558.2083 | 0.34 | 0.656
2019-04-03 06:00 | 43558.25 | 0.364 | 0.661
2019-04-03 07:00 | 43558.2917 | 0.387 | 1.258
2019-04-03 08:00 | 43558.3333 | 0.542 | 2.639
2019-04-03 09:00 | 43558.375 | 0.56 | 2.958
2019-04-03 10:00 | 43558.4167 | 0.531 | 2.514
2019-04-03 11:00 | 43558.4583 | 0.542 | 2.034
2019-04-03 12:00 | 43558.5 | 0.747 | 1.173
2019-04-03 13:00 | 43558.5417 | 0.934 | 0.922
2019-04-03 14:00 | 43558.5833 | 1.793 | 0.812
2019-04-03 15:00 | 43558.625 | 0.638 | 0.72
2019-04-03 16:00 | 43558.6667 | 0.622 | 0.631
2019-04-03 17:00 | 43558.7083 | 0.671 | 0.641
2019-04-03 18:00 | 43558.75 | 0.666 | 0.746
2019-04-03 19:00 | 43558.7917 | 0.591 | 0.706
2019-04-03 20:00 | 43558.8333 | 1.892 | 0.721
2019-04-03 21:00 | 43558.875 | 0.781 | 1.2
2019-04-03 22:00 | 43558.9167 | 0.604 | 1.166
2019-04-03 23:00 | 43558.9583 | 0.581 | 2.859
2019-04-04 | 43559 | 0.502 | 2.284
2019-04-04 01:00 | 43559.0417 | 0.392 | 1.734
2019-04-04 02:00 | 43559.0833 | 0.371 | 1.381
2019-04-04 03:00 | 43559.125 | 0.566 | 1.393
2019-04-04 04:00 | 43559.1667 | 0.474 | 1.61
2019-04-04 05:00 | 43559.2083 | 0.462 | 1.745
2019-04-04 06:00 | 43559.25 | 0.423 | 1.647
2019-04-04 07:00 | 43559.2917 | 0.606 | 2.372
2019-04-04 08:00 | 43559.3333 | 0.516 | 3.704
2019-04-04 09:00 | 43559.375 | 2.224 | 3.296
2019-04-04 10:00 | 43559.4167 | 1.785 | 2.104
2019-04-04 11:00 | 43559.4583 | 1.033 | 1.472
2019-04-04 12:00 | 43559.5 | 0.525 | 1.05
2019-04-04 13:00 | 43559.5417 | 0.859 | 1.056
2019-04-04 14:00 | 43559.5833 | 0.697 | 0.554
2019-04-04 15:00 | 43559.625 | 0.617 | 0.545
2019-04-04 16:00 | 43559.6667 | 1.15 | 0.782
2019-04-04 17:00 | 43559.7083 | 0.729 | 1.455
2019-04-04 18:00 | 43559.75 | 0.533 | 0.727
2019-04-04 19:00 | 43559.7917 | 0.584 | 0.663
2019-04-04 20:00 | 43559.8333 | 0.861 | 0.685
2019-04-04 21:00 | 43559.875 | 0.719 | 1.203
2019-04-04 22:00 | 43559.9167 | 0.647 | 1.75
2019-04-04 23:00 | 43559.9583 | 0.525 | 2.373
2019-04-05 | 43560 | 0.475 | 2.023
2019-04-05 01:00 | 43560.0417 | 0.382 | 1.422
2019-04-05 02:00 | 43560.0833 | 0.323 | 1.219
2019-04-05 03:00 | 43560.125 | 0.337 | 1.267
2019-04-05 04:00 | 43560.1667 | 0.303 | 1.137
2019-04-05 05:00 | 43560.2083 | 0.318 | 1.583
2019-04-05 06:00 | 43560.25 | 0.346 | 1.429
2019-04-05 07:00 | 43560.2917 | 0.604 | 1.697
2019-04-05 08:00 | 43560.3333 | 0.485 | 3.403
2019-04-05 09:00 | 43560.375 | 0.437 | 1.901
2019-04-05 10:00 | 43560.4167 | 1.659 | 1.515
2019-04-05 11:00 | 43560.4583 | 1.4 | 2.148
2019-04-05 12:00 | 43560.5 | 1.149 | 1.051
2019-04-05 13:00 | 43560.5417 | 1.158 | 0.691
2019-04-05 14:00 | 43560.5833 | 1.912 | 0.573
2019-04-05 15:00 | 43560.625 | 0.617 | 0.666
2019-04-05 16:00 | 43560.6667 | 0.576 | 0.514
2019-04-05 17:00 | 43560.7083 | 0.44 | 0.951
2019-04-05 18:00 | 43560.75 | 0.436 | 0.569
2019-04-05 19:00 | 43560.7917 | 0.484 | 0.809
2019-04-05 20:00 | 43560.8333 | 0.571 | 0.713
2019-04-05 21:00 | 43560.875 | 0.566 | 1.631
2019-04-05 22:00 | 43560.9167 | 0.584 | 1.207
2019-04-05 23:00 | 43560.9583 | 0.506 | 2.084
2019-04-06 | 43561 | 0.529 | 1.047
2019-04-06 01:00 | 43561.0417 | 0.563 | 0.932
2019-04-06 02:00 | 43561.0833 | 0.545 | 0.594
2019-04-06 03:00 | 43561.125 | 0.363 | 0.57
2019-04-06 04:00 | 43561.1667 | 0.345 | 0.833
2019-04-06 05:00 | 43561.2083 | 0.422 | 1.809
2019-04-06 06:00 | 43561.25 | 0.371 | 1.242
2019-04-06 07:00 | 43561.2917 | 0.333 | 1.195
2019-04-06 08:00 | 43561.3333 | 0.542 | 2.284
2019-04-06 09:00 | 43561.375 | 0.487 | 2.418
2019-04-06 10:00 | 43561.4167 | 0.698 | 2.205
2019-04-06 11:00 | 43561.4583 | 0.414 | 1.13
2019-04-06 12:00 | 43561.5 | 0.386 | 0.514
2019-04-06 13:00 | 43561.5417 | 0.448 | 1.16
2019-04-06 14:00 | 43561.5833 | 0.573 | 0.709
2019-04-06 15:00 | 43561.625 | 0.49 | 0.859
2019-04-06 16:00 | 43561.6667 | 0.517 | 0.773
2019-04-06 17:00 | 43561.7083 | 0.435 | 0.989
2019-04-06 18:00 | 43561.75 | 0.455 | 0.68
2019-04-06 19:00 | 43561.7917 | 0.411 | 0.61
2019-04-06 20:00 | 43561.8333 | 0.63 | 0.663
2019-04-06 21:00 | 43561.875 | 0.594 | 0.806
2019-04-06 22:00 | 43561.9167 | 0.597 | 1.061
2019-04-06 23:00 | 43561.9583 | 0.599 | 2.311
2019-04-07 | 43562 | 0.481 | 0.827
2019-04-07 01:00 | 43562.0417 | 0.354 | 0.612
2019-04-07 02:00 | 43562.0833 | 0.319 | 1.313
2019-04-07 03:00 | 43562.125 | 0.329 | 1.022
2019-04-07 04:00 | 43562.1667 | 0.372 | 1.123
2019-04-07 05:00 | 43562.2083 | 0.4 | 1.532
2019-04-07 06:00 | 43562.25 | 0.362 | 1.314
2019-04-07 07:00 | 43562.2917 | 0.605 | 1.343
2019-04-07 08:00 | 43562.3333 | 0.514 | 1.269
2019-04-07 09:00 | 43562.375 | 0.592 | 1.186
2019-04-07 10:00 | 43562.4167 | 2.163 | 1.317
2019-04-07 11:00 | 43562.4583 | 0.789 | 1.995
2019-04-07 12:00 | 43562.5 | 1.607 | 0.69
2019-04-07 13:00 | 43562.5417 | 0.597 | 0.33
2019-04-07 14:00 | 43562.5833 | 0.684 | 1.225
2019-04-07 15:00 | 43562.625 | 0.89 | 0.657
2019-04-07 16:00 | 43562.6667 | 0.468 | 0.554
2019-04-07 17:00 | 43562.7083 | 0.51 | 0.732
2019-04-07 18:00 | 43562.75 | 0.439 | 0.813
2019-04-07 19:00 | 43562.7917 | 0.445 | 0.916
2019-04-07 20:00 | 43562.8333 | 0.483 | 0.898
2019-04-07 21:00 | 43562.875 | 0.589 | 1.333
2019-04-07 22:00 | 43562.9167 | 0.579 | 1.819
2019-04-07 23:00 | 43562.9583 | 0.539 | 3.159
2019-04-08 | 43563 | 0.432 | 2.369
2019-04-08 01:00 | 43563.0417 | 0.345 | 0.695
2019-04-08 02:00 | 43563.0833 | 0.327 | 0.571
2019-04-08 03:00 | 43563.125 | 0.33 | 0.53
2019-04-08 04:00 | 43563.1667 | 0.298 | 0.553
2019-04-08 05:00 | 43563.2083 | 0.465 | 0.715
2019-04-08 06:00 | 43563.25 | 0.365 | 0.531
2019-04-08 07:00 | 43563.2917 | 0.452 | 1.175
2019-04-08 08:00 | 43563.3333 | 0.492 | 2.234
2019-04-08 09:00 | 43563.375 | 0.567 | 1.978
2019-04-08 10:00 | 43563.4167 | 0.407 | 1.385
2019-04-08 11:00 | 43563.4583 | 0.558 | 0.576
2019-04-08 12:00 | 43563.5 | 0.694 | 0.595
2019-04-08 13:00 | 43563.5417 | 0.97 | 1.015
2019-04-08 14:00 | 43563.5833 | 0.744 | 0.497
2019-04-08 15:00 | 43563.625 | 0.617 | 2.397
2019-04-08 16:00 | 43563.6667 | 0.487 | 0.432
2019-04-08 17:00 | 43563.7083 | 0.837 | 0.487
2019-04-08 18:00 | 43563.75 | 0.58 | 0.793
2019-04-08 19:00 | 43563.7917 | 0.484 | 0.862
2019-04-08 20:00 | 43563.8333 | 0.726 | 1.146
2019-04-08 21:00 | 43563.875 | 0.665 | 1.258
2019-04-08 22:00 | 43563.9167 | 0.526 | 1.183
2019-04-08 23:00 | 43563.9583 | 0.55 | 0.937
2019-04-09 | 43564 | 0.41 | 2.473
2019-04-09 01:00 | 43564.0417 | 0.409 | 1.418
2019-04-09 02:00 | 43564.0833 | 0.37 | 0.481
2019-04-09 03:00 | 43564.125 | 0.32 | 0.797
2019-04-09 04:00 | 43564.1667 | 0.339 | 0.682
2019-04-09 05:00 | 43564.2083 | 0.321 | 0.688
2019-04-09 06:00 | 43564.25 | 0.622 | 0.671
2019-04-09 07:00 | 43564.2917 | 0.636 | 1.822
2019-04-09 08:00 | 43564.3333 | 0.537 | 1.462
2019-04-09 09:00 | 43564.375 | 0.579 | 1.834
2019-04-09 10:00 | 43564.4167 | 0.42 | 0.756
2019-04-09 11:00 | 43564.4583 | 0.405 | 0.967
2019-04-09 12:00 | 43564.5 | 0.48 | 0.38
2019-04-09 13:00 | 43564.5417 | 1.269 | 0.593
2019-04-09 14:00 | 43564.5833 | 0.685 | 0.83
2019-04-09 15:00 | 43564.625 | 0.541 | 0.54
2019-04-09 16:00 | 43564.6667 | 0.548 | 0.567
2019-04-09 17:00 | 43564.7083 | 0.448 | 0.524
2019-04-09 18:00 | 43564.75 | 0.425 | 0.569
2019-04-09 19:00 | 43564.7917 | 0.418 | 0.634
2019-04-09 20:00 | 43564.8333 | 2.265 | 0.617
2019-04-09 21:00 | 43564.875 | 1.429 | 0.873
2019-04-09 22:00 | 43564.9167 | 1.02 | 0.978
2019-04-09 23:00 | 43564.9583 | 0.545 | 3.261
2019-04-10 | 43565 | 0.523 | 2.981
2019-04-10 01:00 | 43565.0417 | 0.385 | 1.647
2019-04-10 02:00 | 43565.0833 | 0.331 | 0.506
2019-04-10 03:00 | 43565.125 | 0.333 | 0.654
2019-04-10 04:00 | 43565.1667 | 0.328 | 0.66
2019-04-10 05:00 | 43565.2083 | 0.338 | 1.218
2019-04-10 06:00 | 43565.25 | 0.385 | 0.921
2019-04-10 07:00 | 43565.2917 | 0.626 | 2.059
2019-04-10 08:00 | 43565.3333 | 0.541 | 2.535
2019-04-10 09:00 | 43565.375 | 0.609 | 2.009
2019-04-10 10:00 | 43565.4167 | 0.564 | 2.449
2019-04-10 11:00 | 43565.4583 | 0.428 | 1.624
2019-04-10 12:00 | 43565.5 | 0.761 | 0.517
2019-04-10 13:00 | 43565.5417 | 1.05 | 0.508
2019-04-10 14:00 | 43565.5833 | 0.733 | 0.744
2019-04-10 15:00 | 43565.625 | 0.623 | 0.534
2019-04-10 16:00 | 43565.6667 | 0.487 | 0.645
2019-04-10 17:00 | 43565.7083 | 0.506 | 0.538
2019-04-10 18:00 | 43565.75 | 0.442 | 0.625
2019-04-10 19:00 | 43565.7917 | 0.429 | 0.528
2019-04-10 20:00 | 43565.8333 | 1.087 | 0.669
2019-04-10 21:00 | 43565.875 | 0.757 | 0.937
2019-04-10 22:00 | 43565.9167 | 0.569 | 0.971
2019-04-10 23:00 | 43565.9583 | 0.567 | 2.733
2019-04-11 | 43566 | 0.579 | 1.833
2019-04-11 01:00 | 43566.0417 | 0.476 | 0.525
2019-04-11 02:00 | 43566.0833 | 0.334 | 0.79
2019-04-11 03:00 | 43566.125 | 0.34 | 0.674
2019-04-11 04:00 | 43566.1667 | 0.308 | 0.689
2019-04-11 05:00 | 43566.2083 | 0.313 | 0.69
2019-04-11 06:00 | 43566.25 | 0.366 | 0.698
2019-04-11 07:00 | 43566.2917 | 0.537 | 1.995
2019-04-11 08:00 | 43566.3333 | 0.493 | 2.363
2019-04-11 09:00 | 43566.375 | 0.443 | 1.462
2019-04-11 10:00 | 43566.4167 | 0.564 | 0.786
2019-04-11 11:00 | 43566.4583 | 0.517 | 0.746
2019-04-11 12:00 | 43566.5 | 0.353 | 1.318
2019-04-11 13:00 | 43566.5417 | 1.076 | 0.923
2019-04-11 14:00 | 43566.5833 | 0.592 | 0.961
2019-04-11 15:00 | 43566.625 | 0.584 | 0.869
2019-04-11 16:00 | 43566.6667 | 0.535 | 0.801
2019-04-11 17:00 | 43566.7083 | 1.022 | 1.25
2019-04-11 18:00 | 43566.75 | 0.587 | 0.861
2019-04-11 19:00 | 43566.7917 | 0.404 | 0.69
2019-04-11 20:00 | 43566.8333 | 0.862 | 0.688
2019-04-11 21:00 | 43566.875 | 0.756 | 1.482
2019-04-11 22:00 | 43566.9167 | 0.565 | 1.327
2019-04-11 23:00 | 43566.9583 | 0.54 | 2.711
2019-04-12 | 43567 | 0.422 | 2.125
2019-04-12 01:00 | 43567.0417 | 0.43 | 2.09
2019-04-12 02:00 | 43567.0833 | 0.487 | 1.285
2019-04-12 03:00 | 43567.125 | 0.474 | 1.191
2019-04-12 04:00 | 43567.1667 | 0.518 | 1.162
2019-04-12 05:00 | 43567.2083 | 0.514 | 1.805
2019-04-12 06:00 | 43567.25 | 0.545 | 1.454
2019-04-12 07:00 | 43567.2917 | 0.531 | 2.169
2019-04-12 08:00 | 43567.3333 | 0.417 | 3.006
2019-04-12 09:00 | 43567.375 | 0.752 | 1.914
2019-04-12 10:00 | 43567.4167 | 0.595 | 2.162
2019-04-12 11:00 | 43567.4583 | 0.472 | 1.393
2019-04-12 12:00 | 43567.5 | 0.46 | 0.502
2019-04-12 13:00 | 43567.5417 | 0.955 | 0.35
2019-04-12 14:00 | 43567.5833 | 1.45 | 0.446
2019-04-12 15:00 | 43567.625 | 1.104 | 1.039
2019-04-12 16:00 | 43567.6667 | 0.574 | 0.537
2019-04-12 17:00 | 43567.7083 | 0.429 | 0.723
2019-04-12 18:00 | 43567.75 | 0.444 | 0.596
2019-04-12 19:00 | 43567.7917 | 0.421 | 0.527
2019-04-12 20:00 | 43567.8333 | 0.499 | 0.524
2019-04-12 21:00 | 43567.875 | 0.532 | 1.375
2019-04-12 22:00 | 43567.9167 | 0.522 | 1.63
2019-04-12 23:00 | 43567.9583 | 0.559 | 1.897
2019-04-13 | 43568 | 0.477 | 0.741
2019-04-13 01:00 | 43568.0417 | 0.505 | 1.07
2019-04-13 02:00 | 43568.0833 | 0.345 | 0.71
2019-04-13 03:00 | 43568.125 | 0.378 | 0.671
2019-04-13 04:00 | 43568.1667 | 0.393 | 0.66
2019-04-13 05:00 | 43568.2083 | 0.376 | 0.677
2019-04-13 06:00 | 43568.25 | 0.345 | 0.677
2019-04-13 07:00 | 43568.2917 | 0.328 | 1.023
2019-04-13 08:00 | 43568.3333 | 0.41 | 0.982
2019-04-13 09:00 | 43568.375 | 0.428 | 0.94
2019-04-13 10:00 | 43568.4167 | 1.301 | 0.901
2019-04-13 11:00 | 43568.4583 | 0.484 | 1.781
2019-04-13 12:00 | 43568.5 | 0.859 | 0.493
2019-04-13 13:00 | 43568.5417 | 0.564 | 0.522
2019-04-13 14:00 | 43568.5833 | 0.612 | 2.525
2019-04-13 15:00 | 43568.625 | 0.495 | 1.049
2019-04-13 16:00 | 43568.6667 | 0.339 | 0.572
2019-04-13 17:00 | 43568.7083 | 0.338 | 0.734
2019-04-13 18:00 | 43568.75 | 0.285 | 0.647
2019-04-13 19:00 | 43568.7917 | 0.314 | 0.89
2019-04-13 20:00 | 43568.8333 | 0.333 | 1.385
2019-04-13 21:00 | 43568.875 | 0.485 | 0.813
2019-04-13 22:00 | 43568.9167 | 0.431 | 1.181
2019-04-13 23:00 | 43568.9583 | 0.674 | 2.907
2019-04-14 | 43569 | 0.474 | 2.527
2019-04-14 01:00 | 43569.0417 | 0.349 | 1.28
2019-04-14 02:00 | 43569.0833 | 0.348 | 0.607
2019-04-14 03:00 | 43569.125 | 0.32 | 0.72
2019-04-14 04:00 | 43569.1667 | 0.322 | 0.782
2019-04-14 05:00 | 43569.2083 | 0.308 | 0.787
2019-04-14 06:00 | 43569.25 | 0.342 | 0.601
2019-04-14 07:00 | 43569.2917 | 0.578 | 0.635
2019-04-14 08:00 | 43569.3333 | 0.323 | 0.474
2019-04-14 09:00 | 43569.375 | 0.46 | 0.575
2019-04-14 10:00 | 43569.4167 | 0.416 | 0.594
2019-04-14 11:00 | 43569.4583 | 1.679 | 0.442
2019-04-14 12:00 | 43569.5 | 2.319 | 0.369
2019-04-14 13:00 | 43569.5417 | 1.01 | 2.465
2019-04-14 14:00 | 43569.5833 | 0.894 | 0.78
2019-04-14 15:00 | 43569.625 | 0.544 | 0.307
2019-04-14 16:00 | 43569.6667 | 0.565 | 0.292
2019-04-14 17:00 | 43569.7083 | 0.506 | 0.329
2019-04-14 18:00 | 43569.75 | 0.373 | 0.337
2019-04-14 19:00 | 43569.7917 | 0.396 | 0.342
2019-04-14 20:00 | 43569.8333 | 0.445 | 0.571
2019-04-14 21:00 | 43569.875 | 0.584 | 1.243
2019-04-14 22:00 | 43569.9167 | 0.549 | 1.247
2019-04-14 23:00 | 43569.9583 | 0.485 | 2.834
2019-04-15 | 43570 | 0.438 | 1.561
2019-04-15 01:00 | 43570.0417 | 0.392 | 0.449
2019-04-15 02:00 | 43570.0833 | 0.347 | 0.448
2019-04-15 03:00 | 43570.125 | 0.375 | 0.392
2019-04-15 04:00 | 43570.1667 | 0.341 | 0.498
2019-04-15 05:00 | 43570.2083 | 0.353 | 0.523
2019-04-15 06:00 | 43570.25 | 0.405 | 0.502
2019-04-15 07:00 | 43570.2917 | 0.525 | 0.444
2019-04-15 08:00 | 43570.3333 | 0.41 | 1.203
2019-04-15 09:00 | 43570.375 | 0.658 | 0.704
2019-04-15 10:00 | 43570.4167 | 0.468 | 2.132
2019-04-15 11:00 | 43570.4583 | 0.441 | 1.517
2019-04-15 12:00 | 43570.5 | 0.783 | 0.824
2019-04-15 13:00 | 43570.5417 | 0.825 | 0.46
2019-04-15 14:00 | 43570.5833 | 0.711 | 1.197
2019-04-15 15:00 | 43570.625 | 1.035 | 2.463
2019-04-15 16:00 | 43570.6667 | 0.763 | 0.865
2019-04-15 17:00 | 43570.7083 | 0.551 | 0.535
2019-04-15 18:00 | 43570.75 | 0.453 | 1.155
2019-04-15 19:00 | 43570.7917 | 0.463 | 1.278
2019-04-15 20:00 | 43570.8333 | 1.644 | 0.541
2019-04-15 21:00 | 43570.875 | 1.172 | 0.841
2019-04-15 22:00 | 43570.9167 | 0.538 | 1.149
2019-04-15 23:00 | 43570.9583 | 0.554 | 1.101
2019-04-16 | 43571 | 0.469 | 2.717
2019-04-16 01:00 | 43571.0417 | 0.456 | 0.875
2019-04-16 02:00 | 43571.0833 | 0.345 | 0.455
2019-04-16 03:00 | 43571.125 | 0.465 | 0.557
2019-04-16 04:00 | 43571.1667 | 0.381 | 0.6
2019-04-16 05:00 | 43571.2083 | 0.336 | 0.589
2019-04-16 06:00 | 43571.25 | 0.349 | 0.529
2019-04-16 07:00 | 43571.2917 | 0.62 | 1.103
2019-04-16 08:00 | 43571.3333 | 0.481 | 1.656
2019-04-16 09:00 | 43571.375 | 0.603 | 1.904
2019-04-16 10:00 | 43571.4167 | 0.485 | 2.603
2019-04-16 11:00 | 43571.4583 | 0.444 | 1.831
2019-04-16 12:00 | 43571.5 | 0.546 | 0.37
2019-04-16 13:00 | 43571.5417 | 1.921 | 0.423
2019-04-16 14:00 | 43571.5833 | 0.754 | 0.781
2019-04-16 15:00 | 43571.625 | 0.567 | 0.421
2019-04-16 16:00 | 43571.6667 | 0.55 | 1.137
2019-04-16 17:00 | 43571.7083 | 0.46 | 0.585
2019-04-16 18:00 | 43571.75 | 0.431 | 0.705
2019-04-16 19:00 | 43571.7917 | 0.443 | 0.812
2019-04-16 20:00 | 43571.8333 | 1.338 | 0.997
2019-04-16 21:00 | 43571.875 | 0.747 | 1.267
2019-04-16 22:00 | 43571.9167 | 0.565 | 1.337
2019-04-16 23:00 | 43571.9583 | 0.549 | 2.951
2019-04-17 | 43572 | 0.499 | 2.319
2019-04-17 01:00 | 43572.0417 | 0.351 | 0.575
2019-04-17 02:00 | 43572.0833 | 0.342 | 0.636
2019-04-17 03:00 | 43572.125 | 0.375 | 0.71
2019-04-17 04:00 | 43572.1667 | 0.324 | 0.649
2019-04-17 05:00 | 43572.2083 | 0.344 | 0.639
2019-04-17 06:00 | 43572.25 | 0.338 | 0.647
2019-04-17 07:00 | 43572.2917 | 0.617 | 0.689
2019-04-17 08:00 | 43572.3333 | 0.486 | 0.852
2019-04-17 09:00 | 43572.375 | 0.496 | 1.283
2019-04-17 10:00 | 43572.4167 | 0.637 | 3.591
2019-04-17 11:00 | 43572.4583 | 0.891 | 1.054
2019-04-17 12:00 | 43572.5 | 0.844 | 0.432
2019-04-17 13:00 | 43572.5417 | 1.07 | 0.385
2019-04-17 14:00 | 43572.5833 | 1.922 | 0.464
2019-04-17 15:00 | 43572.625 | 0.532 | 1.132
2019-04-17 16:00 | 43572.6667 | 0.553 | 0.643
2019-04-17 17:00 | 43572.7083 | 0.584 | 0.424
2019-04-17 18:00 | 43572.75 | 0.618 | 0.447
2019-04-17 19:00 | 43572.7917 | 0.547 | 0.701
2019-04-17 20:00 | 43572.8333 | 0.878 | 0.697
2019-04-17 21:00 | 43572.875 | 1.397 | 1.041
2019-04-17 22:00 | 43572.9167 | 0.726 | 0.99
2019-04-17 23:00 | 43572.9583 | 0.666 | 2.757
2019-04-18 | 43573 | 0.563 | 2.311
2019-04-18 01:00 | 43573.0417 | 0.459 | 1.334
2019-04-18 02:00 | 43573.0833 | 0.392 | 0.466
2019-04-18 03:00 | 43573.125 | 0.385 | 0.641
2019-04-18 04:00 | 43573.1667 | 0.38 | 0.696
2019-04-18 05:00 | 43573.2083 | 0.366 | 0.579
2019-04-18 06:00 | 43573.25 | 0.393 | 0.582
2019-04-18 07:00 | 43573.2917 | 0.572 | 0.65
2019-04-18 08:00 | 43573.3333 | 1.803 | 0.669
2019-04-18 09:00 | 43573.375 | 0.606 | 0.673
2019-04-18 10:00 | 43573.4167 | 0.73 | 2.087
2019-04-18 11:00 | 43573.4583 | 0.433 | 1.262
2019-04-18 12:00 | 43573.5 | 0.414 | 1.192
2019-04-18 13:00 | 43573.5417 | 0.364 | 1.521
2019-04-18 14:00 | 43573.5833 | 0.474 | 1.123
2019-04-18 15:00 | 43573.625 | 0.736 | 1.098
2019-04-18 16:00 | 43573.6667 | 0.362 | 1.411
2019-04-18 17:00 | 43573.7083 | 0.385 | 1.419
2019-04-18 18:00 | 43573.75 | 0.388 | 0.909
2019-04-18 19:00 | 43573.7917 | 0.419 | 1.137
2019-04-18 20:00 | 43573.8333 | 0.531 | 1.838
2019-04-18 21:00 | 43573.875 | 0.679 | 1.957
2019-04-18 22:00 | 43573.9167 | 0.59 | 1.951
2019-04-18 23:00 | 43573.9583 | 0.591 | 3.282
2019-04-19 | 43574 | 0.528 | 2.31
2019-04-19 01:00 | 43574.0417 | 0.468 | 0.69
2019-04-19 02:00 | 43574.0833 | 0.396 | 0.654
2019-04-19 03:00 | 43574.125 | 0.377 | 0.682
2019-04-19 04:00 | 43574.1667 | 0.388 | 0.665
2019-04-19 05:00 | 43574.2083 | 0.391 | 0.579
2019-04-19 06:00 | 43574.25 | 0.393 | 0.59
2019-04-19 07:00 | 43574.2917 | 0.436 | 0.757
2019-04-19 08:00 | 43574.3333 | 0.744 | 0.91
2019-04-19 09:00 | 43574.375 | 0.605 | 0.997
2019-04-19 10:00 | 43574.4167 | 1.875 | 1.72
2019-04-19 11:00 | 43574.4583 | 0.692 | 3.184
2019-04-19 12:00 | 43574.5 | 0.44 | 2.641
2019-04-19 13:00 | 43574.5417 | 0.632 | 1.968
2019-04-19 14:00 | 43574.5833 | 1.719 | 0.594
2019-04-19 15:00 | 43574.625 | 0.654 | 0.491
2019-04-19 16:00 | 43574.6667 | 0.577 | 0.716
2019-04-19 17:00 | 43574.7083 | 0.457 | 0.584
2019-04-19 18:00 | 43574.75 | 0.479 | 0.807
2019-04-19 19:00 | 43574.7917 | 0.525 | 1.173
2019-04-19 20:00 | 43574.8333 | 0.398 | 0.859
2019-04-19 21:00 | 43574.875 | 0.65 | 1.15
2019-04-19 22:00 | 43574.9167 | 0.553 | 1.014
2019-04-19 23:00 | 43574.9583 | 0.606 | 3.783
2019-04-20 | 43575 | 0.453 | 3.25
2019-04-20 01:00 | 43575.0417 | 0.393 | 1.913
2019-04-20 02:00 | 43575.0833 | 0.375 | 0.847
2019-04-20 03:00 | 43575.125 | 0.392 | 0.566
2019-04-20 04:00 | 43575.1667 | 0.366 | 0.572
2019-04-20 05:00 | 43575.2083 | 0.363 | 0.583
2019-04-20 06:00 | 43575.25 | 0.359 | 0.609
2019-04-20 07:00 | 43575.2917 | 0.588 | 0.804
2019-04-20 08:00 | 43575.3333 | 0.497 | 1.203
2019-04-20 09:00 | 43575.375 | 0.554 | 1.53
2019-04-20 10:00 | 43575.4167 | 0.829 | 0.944
2019-04-20 11:00 | 43575.4583 | 0.693 | 1.568
2019-04-20 12:00 | 43575.5 | 1.095 | 2.355
2019-04-20 13:00 | 43575.5417 | 0.843 | 2.791
2019-04-20 14:00 | 43575.5833 | 0.958 | 0.773
2019-04-20 15:00 | 43575.625 | 0.65 | 0.67
2019-04-20 16:00 | 43575.6667 | 0.519 | 0.605
2019-04-20 17:00 | 43575.7083 | 0.453 | 0.503
2019-04-20 18:00 | 43575.75 | 0.422 | 0.497
2019-04-20 19:00 | 43575.7917 | 0.419 | 1.057
2019-04-20 20:00 | 43575.8333 | 0.65 | 1.406
2019-04-20 21:00 | 43575.875 | 0.502 | 1.032
2019-04-20 22:00 | 43575.9167 | 0.494 | 0.94
2019-04-20 23:00 | 43575.9583 | 0.512 | 2.757
2019-04-21 | 43576 | 0.51 | 1.565
2019-04-21 01:00 | 43576.0417 | 0.44 | 0.564
2019-04-21 02:00 | 43576.0833 | 0.353 | 0.661
2019-04-21 03:00 | 43576.125 | 0.329 | 0.562
2019-04-21 04:00 | 43576.1667 | 0.328 | 0.54
2019-04-21 05:00 | 43576.2083 | 0.306 | 0.497
2019-04-21 06:00 | 43576.25 | 0.398 | 0.505
2019-04-21 07:00 | 43576.2917 | 0.581 | 0.49
2019-04-21 08:00 | 43576.3333 | 0.451 | 0.656
2019-04-21 09:00 | 43576.375 | 1.473 | 1.375
2019-04-21 10:00 | 43576.4167 | 1.922 | 1.166
2019-04-21 11:00 | 43576.4583 | 2.347 | 2.174
2019-04-21 12:00 | 43576.5 | 0.74 | 2.026
2019-04-21 13:00 | 43576.5417 | 0.783 | 0.546
2019-04-21 14:00 | 43576.5833 | 0.604 | 2.249
2019-04-21 15:00 | 43576.625 | 0.48 | 0.659
2019-04-21 16:00 | 43576.6667 | 0.408 | 0.672
2019-04-21 17:00 | 43576.7083 | 0.395 | 0.757
2019-04-21 18:00 | 43576.75 | 0.393 | 0.767
2019-04-21 19:00 | 43576.7917 | 0.321 | 0.809
2019-04-21 20:00 | 43576.8333 | 0.449 | 0.827
2019-04-21 21:00 | 43576.875 | 1.473 | 0.671
2019-04-21 22:00 | 43576.9167 | 0.706 | 1.169
2019-04-21 23:00 | 43576.9583 | 0.459 | 1.1
2019-04-22 | 43577 | 0.492 | 2.608
2019-04-22 01:00 | 43577.0417 | 0.466 | 1.363
2019-04-22 02:00 | 43577.0833 | 0.336 | 0.42
2019-04-22 03:00 | 43577.125 | 0.336 | 0.549
2019-04-22 04:00 | 43577.1667 | 0.328 | 0.564
2019-04-22 05:00 | 43577.2083 | 0.325 | 0.572
2019-04-22 06:00 | 43577.25 | 0.352 | 0.532
2019-04-22 07:00 | 43577.2917 | 0.476 | 0.742
2019-04-22 08:00 | 43577.3333 | 0.482 | 2.728
2019-04-22 09:00 | 43577.375 | 0.678 | 2.424
2019-04-22 10:00 | 43577.4167 | 0.638 | 0.861
2019-04-22 11:00 | 43577.4583 | 0.622 | 2.17
2019-04-22 12:00 | 43577.5 | 1.491 | 2.677
2019-04-22 13:00 | 43577.5417 | 0.894 | 1.463
2019-04-22 14:00 | 43577.5833 | 0.839 | 0.56
2019-04-22 15:00 | 43577.625 | 0.568 | 0.556
2019-04-22 16:00 | 43577.6667 | 0.541 | 1.864
2019-04-22 17:00 | 43577.7083 | 1.11 | 0.593
2019-04-22 18:00 | 43577.75 | 0.702 | 0.843
2019-04-22 19:00 | 43577.7917 | 0.557 | 1.157
2019-04-22 20:00 | 43577.8333 | 0.899 | 1.502
2019-04-22 21:00 | 43577.875 | 0.692 | 2.179
2019-04-22 22:00 | 43577.9167 | 0.528 | 0.956
2019-04-22 23:00 | 43577.9583 | 0.539 | 0.943
2019-04-23 | 43578 | 0.457 | 0.87
2019-04-23 01:00 | 43578.0417 | 0.419 | 0.723
2019-04-23 02:00 | 43578.0833 | 0.33 | 0.611
2019-04-23 03:00 | 43578.125 | 0.346 | 1.159
2019-04-23 04:00 | 43578.1667 | 0.333 | 0.868
2019-04-23 05:00 | 43578.2083 | 0.404 | 0.607
2019-04-23 06:00 | 43578.25 | 0.392 | 0.569
2019-04-23 07:00 | 43578.2917 | 0.592 | 0.799
2019-04-23 08:00 | 43578.3333 | 0.462 | 2.952
2019-04-23 09:00 | 43578.375 | 0.583 | 2.407
2019-04-23 10:00 | 43578.4167 | 0.517 | 1.358
2019-04-23 11:00 | 43578.4583 | 0.454 | 1.241
2019-04-23 12:00 | 43578.5 | 1 | 0.387
2019-04-23 13:00 | 43578.5417 | 1.152 | 0.561
2019-04-23 14:00 | 43578.5833 | 0.604 | 0.653
2019-04-23 15:00 | 43578.625 | 0.511 | 0.535
2019-04-23 16:00 | 43578.6667 | 0.429 | 0.874
2019-04-23 17:00 | 43578.7083 | 0.49 | 0.777
2019-04-23 18:00 | 43578.75 | 0.503 | 0.749
2019-04-23 19:00 | 43578.7917 | 0.442 | 0.714
2019-04-23 20:00 | 43578.8333 | 0.915 | 0.926
2019-04-23 21:00 | 43578.875 | 0.73 | 1.215
2019-04-23 22:00 | 43578.9167 | 0.511 | 1.318
2019-04-23 23:00 | 43578.9583 | 0.508 | 1.066
2019-04-24 | 43579 | 0.483 | 2.586
2019-04-24 01:00 | 43579.0417 | 0.464 | 1.894
2019-04-24 02:00 | 43579.0833 | 0.349 | 0.417
2019-04-24 03:00 | 43579.125 | 0.336 | 0.556
2019-04-24 04:00 | 43579.1667 | 0.329 | 0.535
2019-04-24 05:00 | 43579.2083 | 0.303 | 0.644
2019-04-24 06:00 | 43579.25 | 0.369 | 0.487
2019-04-24 07:00 | 43579.2917 | 0.528 | 0.782
2019-04-24 08:00 | 43579.3333 | 0.47 | 3.214
2019-04-24 09:00 | 43579.375 | 0.554 | 2.381
2019-04-24 10:00 | 43579.4167 | 0.499 | 0.811
2019-04-24 11:00 | 43579.4583 | 0.402 | 0.539
2019-04-24 12:00 | 43579.5 | 0.751 | 0.83
2019-04-24 13:00 | 43579.5417 | 0.844 | 1.411
2019-04-24 14:00 | 43579.5833 | 0.697 | 0.598
2019-04-24 15:00 | 43579.625 | 0.583 | 0.701
2019-04-24 16:00 | 43579.6667 | 0.644 | 0.401
2019-04-24 17:00 | 43579.7083 | 0.495 | 0.578
2019-04-24 18:00 | 43579.75 | 0.444 | 0.616
2019-04-24 19:00 | 43579.7917 | 0.45 | 0.57
2019-04-24 20:00 | 43579.8333 | 0.899 | 0.598
2019-04-24 21:00 | 43579.875 | 1.444 | 1.197
2019-04-24 22:00 | 43579.9167 | 1.015 | 1.072
2019-04-24 23:00 | 43579.9583 | 0.529 | 0.973
2019-04-25 | 43580 | 0.484 | 2.489
2019-04-25 01:00 | 43580.0417 | 0.388 | 1.995
2019-04-25 02:00 | 43580.0833 | 0.365 | 1.332
2019-04-25 03:00 | 43580.125 | 0.334 | 0.382
2019-04-25 04:00 | 43580.1667 | 0.317 | 0.906
2019-04-25 05:00 | 43580.2083 | 0.345 | 1.056
2019-04-25 06:00 | 43580.25 | 0.356 | 1.107
2019-04-25 07:00 | 43580.2917 | 0.594 | 1.268
2019-04-25 08:00 | 43580.3333 | 0.584 | 2.664
2019-04-25 09:00 | 43580.375 | 0.502 | 2.93
2019-04-25 10:00 | 43580.4167 | 0.703 | 2.286
2019-04-25 11:00 | 43580.4583 | 0.508 | 0.987
2019-04-25 12:00 | 43580.5 | 0.767 | 1.422
2019-04-25 13:00 | 43580.5417 | 0.623 | 1.839
2019-04-25 14:00 | 43580.5833 | 0.866 | 0.466
2019-04-25 15:00 | 43580.625 | 0.588 | 0.405
2019-04-25 16:00 | 43580.6667 | 0.454 | 0.334
2019-04-25 17:00 | 43580.7083 | 1.009 | 0.584
2019-04-25 18:00 | 43580.75 | 0.476 | 0.512
2019-04-25 19:00 | 43580.7917 | 0.464 | 0.677
2019-04-25 20:00 | 43580.8333 | 1.04 | 0.772
2019-04-25 21:00 | 43580.875 | 0.828 | 1.441
2019-04-25 22:00 | 43580.9167 | 0.581 | 1.554
2019-04-25 23:00 | 43580.9583 | 0.597 | 3.093
2019-04-26 | 43581 | 0.481 | 2.633
2019-04-26 01:00 | 43581.0417 | 0.402 | 1.547
2019-04-26 02:00 | 43581.0833 | 0.341 | 0.599
2019-04-26 03:00 | 43581.125 | 0.327 | 0.708
2019-04-26 04:00 | 43581.1667 | 0.327 | 0.675
2019-04-26 05:00 | 43581.2083 | 0.327 | 0.72
2019-04-26 06:00 | 43581.25 | 0.644 | 0.751
2019-04-26 07:00 | 43581.2917 | 0.414 | 0.786
2019-04-26 08:00 | 43581.3333 | 0.425 | 2.277
2019-04-26 09:00 | 43581.375 | 0.532 | 2.698
2019-04-26 10:00 | 43581.4167 | 0.586 | 0.66
2019-04-26 11:00 | 43581.4583 | 0.446 | 0.649
2019-04-26 12:00 | 43581.5 | 0.425 | 0.46
2019-04-26 13:00 | 43581.5417 | 1.005 | 0.36
2019-04-26 14:00 | 43581.5833 | 0.959 | 0.692
2019-04-26 15:00 | 43581.625 | 0.667 | 0.442
2019-04-26 16:00 | 43581.6667 | 0.547 | 0.532
2019-04-26 17:00 | 43581.7083 | 0.474 | 0.84
2019-04-26 18:00 | 43581.75 | 0.404 | 0.684
2019-04-26 19:00 | 43581.7917 | 0.41 | 0.672
2019-04-26 20:00 | 43581.8333 | 0.496 | 0.66
2019-04-26 21:00 | 43581.875 | 0.457 | 1.006
2019-04-26 22:00 | 43581.9167 | 0.537 | 1.154
2019-04-26 23:00 | 43581.9583 | 0.517 | 2.594
2019-04-27 | 43582 | 0.446 | 1.318
2019-04-27 01:00 | 43582.0417 | 0.514 | 0.519
2019-04-27 02:00 | 43582.0833 | 0.338 | 0.538
2019-04-27 03:00 | 43582.125 | 0.357 | 0.542
2019-04-27 04:00 | 43582.1667 | 0.338 | 0.594
2019-04-27 05:00 | 43582.2083 | 0.327 | 0.512
2019-04-27 06:00 | 43582.25 | 0.327 | 0.527
2019-04-27 07:00 | 43582.2917 | 0.252 | 0.502
2019-04-27 08:00 | 43582.3333 | 0.312 | 0.514
2019-04-27 09:00 | 43582.375 | 0.582 | 1.841
2019-04-27 10:00 | 43582.4167 | 0.459 | 2.221
2019-04-27 11:00 | 43582.4583 | 1.751 | 1.929
2019-04-27 12:00 | 43582.5 | 1.531 | 1.675
2019-04-27 13:00 | 43582.5417 | 2.25 | 0.837
2019-04-27 14:00 | 43582.5833 | 1.01 | 0.353
2019-04-27 15:00 | 43582.625 | 0.729 | 0.696
2019-04-27 16:00 | 43582.6667 | 0.435 | 0.673
2019-04-27 17:00 | 43582.7083 | 0.413 | 0.933
2019-04-27 18:00 | 43582.75 | 0.346 | 0.575
2019-04-27 19:00 | 43582.7917 | 0.987 | 0.784
2019-04-27 20:00 | 43582.8333 | 1.612 | 0.702
2019-04-27 21:00 | 43582.875 | 1.285 | 0.881
2019-04-27 22:00 | 43582.9167 | 0.606 | 1.188
2019-04-27 23:00 | 43582.9583 | 0.49 | 2.661
2019-04-28 | 43583 | 0.467 | 0.808
2019-04-28 01:00 | 43583.0417 | 0.423 | 0.713
2019-04-28 02:00 | 43583.0833 | 0.333 | 0.571
2019-04-28 03:00 | 43583.125 | 0.322 | 0.577
2019-04-28 04:00 | 43583.1667 | 0.323 | 0.604
2019-04-28 05:00 | 43583.2083 | 0.333 | 0.536
2019-04-28 06:00 | 43583.25 | 0.326 | 0.552
2019-04-28 07:00 | 43583.2917 | 0.216 | 0.663
2019-04-28 08:00 | 43583.3333 | 0.416 | 0.445
2019-04-28 09:00 | 43583.375 | 0.46 | 0.646
2019-04-28 10:00 | 43583.4167 | 1.169 | 1.751
2019-04-28 11:00 | 43583.4583 | 1.346 | 0.596
2019-04-28 12:00 | 43583.5 | 1.411 | 0.411
2019-04-28 13:00 | 43583.5417 | 0.897 | 1.178
2019-04-28 14:00 | 43583.5833 | 0.784 | 1.435
2019-04-28 15:00 | 43583.625 | 0.858 | 0.417
2019-04-28 16:00 | 43583.6667 | 0.586 | 0.417
2019-04-28 17:00 | 43583.7083 | 0.536 | 0.437
2019-04-28 18:00 | 43583.75 | 0.41 | 0.623
2019-04-28 19:00 | 43583.7917 | 0.432 | 0.724
2019-04-28 20:00 | 43583.8333 | 0.456 | 0.763
2019-04-28 21:00 | 43583.875 | 0.582 | 0.854
2019-04-28 22:00 | 43583.9167 | 0.593 | 1.756
2019-04-28 23:00 | 43583.9583 | 0.498 | 1.949
2019-04-29 | 43584 | 0.481 | 0.777
2019-04-29 01:00 | 43584.0417 | 0.384 | 0.583
2019-04-29 02:00 | 43584.0833 | 0.327 | 0.512
2019-04-29 03:00 | 43584.125 | 0.334 | 0.513
2019-04-29 04:00 | 43584.1667 | 0.325 | 0.522
2019-04-29 05:00 | 43584.2083 | 0.369 | 0.59
2019-04-29 06:00 | 43584.25 | 0.329 | 0.529
2019-04-29 07:00 | 43584.2917 | 0.39 | 1.992
2019-04-29 08:00 | 43584.3333 | 0.466 | 1.129
2019-04-29 09:00 | 43584.375 | 0.599 | 0.872
2019-04-29 10:00 | 43584.4167 | 0.438 | 1.231
2019-04-29 11:00 | 43584.4583 | 0.437 | 1.526
2019-04-29 12:00 | 43584.5 | 0.988 | 0.917
2019-04-29 13:00 | 43584.5417 | 0.646 | 0.972
2019-04-29 14:00 | 43584.5833 | 0.715 | 0.667
2019-04-29 15:00 | 43584.625 | 0.721 | 0.454
2019-04-29 16:00 | 43584.6667 | 0.838 | 0.401
2019-04-29 17:00 | 43584.7083 | 0.757 | 1.448
2019-04-29 18:00 | 43584.75 | 1.57 | 0.566
2019-04-29 19:00 | 43584.7917 | 3.053 | 0.42
2019-04-29 20:00 | 43584.8333 | 2.379 | 0.788
2019-04-29 21:00 | 43584.875 | 1.291 | 0.923
2019-04-29 22:00 | 43584.9167 | 1.081 | 2.12
2019-04-29 23:00 | 43584.9583 | 0.492 | 0.958
2019-04-30 | 43585 | 0.453 | 2.326
2019-04-30 01:00 | 43585.0417 | 0.454 | 0.432
2019-04-30 02:00 | 43585.0833 | 0.348 | 0.58
2019-04-30 03:00 | 43585.125 | 0.337 | 0.516
2019-04-30 04:00 | 43585.1667 | 0.34 | 0.478
2019-04-30 05:00 | 43585.2083 | 0.327 | 0.482
2019-04-30 06:00 | 43585.25 | 0.349 | 0.498
2019-04-30 07:00 | 43585.2917 | 0.373 | 0.692
2019-04-30 08:00 | 43585.3333 | 0.501 | 2.46
2019-04-30 09:00 | 43585.375 | 0.601 | 2.813
2019-04-30 10:00 | 43585.4167 | 0.462 | 1.248
2019-04-30 11:00 | 43585.4583 | 0.397 | 0.666
2019-04-30 12:00 | 43585.5 | 0.451 | 0.379
2019-04-30 13:00 | 43585.5417 | 1.78 | 1.084
2019-04-30 14:00 | 43585.5833 | 0.722 | 0.435
2019-04-30 15:00 | 43585.625 | 0.553 | 0.347
2019-04-30 16:00 | 43585.6667 | 0.535 | 0.411
2019-04-30 17:00 | 43585.7083 | 0.451 | 0.48
2019-04-30 18:00 | 43585.75 | 0.438 | 0.377
2019-04-30 19:00 | 43585.7917 | 0.441 | 0.534
2019-04-30 20:00 | 43585.8333 | 0.972 | 0.643
2019-04-30 21:00 | 43585.875 | 0.64 | 1.369
2019-04-30 22:00 | 43585.9167 | 0.538 | 1.208
2019-04-30 23:00 | 43585.9583 | 0.478 | 2.813
2019-05-01 | 43586 | 0.491 | 2.434
2019-05-01 01:00 | 43586.0417 | 0.423 | 0.49
2019-05-01 02:00 | 43586.0833 | 0.351 | 0.525
2019-05-01 03:00 | 43586.125 | 0.369 | 0.507
2019-05-01 04:00 | 43586.1667 | 0.332 | 0.618
2019-05-01 05:00 | 43586.2083 | 0.331 | 0.498
2019-05-01 06:00 | 43586.25 | 0.339 | 0.504
2019-05-01 07:00 | 43586.2917 | 0.471 | 0.516
2019-05-01 08:00 | 43586.3333 | 0.501 | 0.404
2019-05-01 09:00 | 43586.375 | 0.49 | 1.507
2019-05-01 10:00 | 43586.4167 | 0.444 | 1.665
2019-05-01 11:00 | 43586.4583 | 0.467 | 1.44
2019-05-01 12:00 | 43586.5 | 0.94 | 0.818
2019-05-01 13:00 | 43586.5417 | 0.773 | 0.846
2019-05-01 14:00 | 43586.5833 | 0.543 | 1.2
2019-05-01 15:00 | 43586.625 | 0.463 | 0.661
2019-05-01 16:00 | 43586.6667 | 0.333 | 0.55
2019-05-01 17:00 | 43586.7083 | 0.44 | 0.807
2019-05-01 18:00 | 43586.75 | 0.363 | 0.64
2019-05-01 19:00 | 43586.7917 | 0.354 | 0.684
2019-05-01 20:00 | 43586.8333 | 0.436 | 1.116
2019-05-01 21:00 | 43586.875 | 0.459 | 1.61
2019-05-01 22:00 | 43586.9167 | 0.541 | 1.219
2019-05-01 23:00 | 43586.9583 | 0.575 | 2.902
2019-05-02 | 43587 | 0.483 | 2.752
2019-05-02 01:00 | 43587.0417 | 0.426 | 1.322
2019-05-02 02:00 | 43587.0833 | 0.334 | 0.606
2019-05-02 03:00 | 43587.125 | 0.344 | 0.814
2019-05-02 04:00 | 43587.1667 | 0.307 | 0.763
2019-05-02 05:00 | 43587.2083 | 0.315 | 0.689
2019-05-02 06:00 | 43587.25 | 0.321 | 0.657
2019-05-02 07:00 | 43587.2917 | 0.261 | 1.908
2019-05-02 08:00 | 43587.3333 | 0.581 | 0.373
2019-05-02 09:00 | 43587.375 | 0.501 | 0.569
2019-05-02 10:00 | 43587.4167 | 0.464 | 0.505
2019-05-02 11:00 | 43587.4583 | 0.482 | 0.366
2019-05-02 12:00 | 43587.5 | 0.67 | 0.505
2019-05-02 13:00 | 43587.5417 | 1.021 | 1.16
2019-05-02 14:00 | 43587.5833 | 0.794 | 0.482
2019-05-02 15:00 | 43587.625 | 0.646 | 0.47
2019-05-02 16:00 | 43587.6667 | 0.988 | 0.423
2019-05-02 17:00 | 43587.7083 | 0.56 | 1.899
2019-05-02 18:00 | 43587.75 | 0.436 | 1.133
2019-05-02 19:00 | 43587.7917 | 0.38 | 0.57
2019-05-02 20:00 | 43587.8333 | 1.541 | 0.698
2019-05-02 21:00 | 43587.875 | 1.244 | 1.048
2019-05-02 22:00 | 43587.9167 | 1.022 | 0.953
2019-05-02 23:00 | 43587.9583 | 0.528 | 3.088
2019-05-03 | 43588 | 0.469 | 1.062
2019-05-03 01:00 | 43588.0417 | 0.403 | 0.965
2019-05-03 02:00 | 43588.0833 | 0.358 | 0.898
2019-05-03 03:00 | 43588.125 | 0.33 | 0.868
2019-05-03 04:00 | 43588.1667 | 0.349 | 0.85
2019-05-03 05:00 | 43588.2083 | 0.335 | 0.851
2019-05-03 06:00 | 43588.25 | 0.337 | 0.813
2019-05-03 07:00 | 43588.2917 | 0.556 | 0.592
2019-05-03 08:00 | 43588.3333 | 0.447 | 0.649
2019-05-03 09:00 | 43588.375 | 0.523 | 0.669
2019-05-03 10:00 | 43588.4167 | 0.524 | 0.676
2019-05-03 11:00 | 43588.4583 | 0.475 | 0.665
2019-05-03 12:00 | 43588.5 | 0.656 | 0.651
2019-05-03 13:00 | 43588.5417 | 0.745 | 0.542
2019-05-03 14:00 | 43588.5833 | 0.875 | 0.53
2019-05-03 15:00 | 43588.625 | 0.694 | 0.493
2019-05-03 16:00 | 43588.6667 | 0.495 | 0.471
2019-05-03 17:00 | 43588.7083 | 0.486 | 0.47
2019-05-03 18:00 | 43588.75 | 0.444 | 0.47
2019-05-03 19:00 | 43588.7917 | 0.462 | 0.482
2019-05-03 20:00 | 43588.8333 | 0.472 | 0.515
2019-05-03 21:00 | 43588.875 | 0.474 | 0.801
2019-05-03 22:00 | 43588.9167 | 0.48 | 1.018
2019-05-03 23:00 | 43588.9583 | 0.484 | 1.194
2019-05-04 | 43589 | 0.477 | 0.834
2019-05-04 01:00 | 43589.0417 | 0.555 | 0.569
2019-05-04 02:00 | 43589.0833 | 0.54 | 0.518
2019-05-04 03:00 | 43589.125 | 0.343 | 0.522
2019-05-04 04:00 | 43589.1667 | 0.348 | 0.533
2019-05-04 05:00 | 43589.2083 | 0.328 | 0.54
2019-05-04 06:00 | 43589.25 | 0.338 | 0.512
2019-05-04 07:00 | 43589.2917 | 0.295 | 0.523
2019-05-04 08:00 | 43589.3333 | 0.432 | 0.767
2019-05-04 09:00 | 43589.375 | 0.436 | 1.946
2019-05-04 10:00 | 43589.4167 | 0.463 | 1.173
2019-05-04 11:00 | 43589.4583 | 0.562 | 2.103
2019-05-04 12:00 | 43589.5 | 0.566 | 0.942
2019-05-04 13:00 | 43589.5417 | 0.593 | 0.412
2019-05-04 14:00 | 43589.5833 | 0.602 | 0.947
2019-05-04 15:00 | 43589.625 | 0.547 | 0.716
2019-05-04 16:00 | 43589.6667 | 0.372 | 0.455
2019-05-04 17:00 | 43589.7083 | 0.359 | 0.58
2019-05-04 18:00 | 43589.75 | 0.368 | 0.573
2019-05-04 19:00 | 43589.7917 | 0.409 | 0.801
2019-05-04 20:00 | 43589.8333 | 0.452 | 0.915
2019-05-04 21:00 | 43589.875 | 0.518 | 0.937
2019-05-04 22:00 | 43589.9167 | 0.462 | 1.284
2019-05-04 23:00 | 43589.9583 | 0.521 | 2.809
2019-05-05 | 43590 | 0.51 | 2.39
2019-05-05 01:00 | 43590.0417 | 0.441 | 0.677
2019-05-05 02:00 | 43590.0833 | 0.357 | 0.803
2019-05-05 03:00 | 43590.125 | 0.336 | 0.724
2019-05-05 04:00 | 43590.1667 | 0.309 | 0.515
2019-05-05 05:00 | 43590.2083 | 0.326 | 0.509
2019-05-05 06:00 | 43590.25 | 0.29 | 0.511
2019-05-05 07:00 | 43590.2917 | 0.504 | 0.531
2019-05-05 08:00 | 43590.3333 | 0.41 | 0.644
2019-05-05 09:00 | 43590.375 | 0.963 | 0.591
2019-05-05 10:00 | 43590.4167 | 1.68 | 1.532
2019-05-05 11:00 | 43590.4583 | 1.042 | 2.016
2019-05-05 12:00 | 43590.5 | 0.926 | 0.467
2019-05-05 13:00 | 43590.5417 | 0.744 | 0.438
2019-05-05 14:00 | 43590.5833 | 1.151 | 0.379
2019-05-05 15:00 | 43590.625 | 1.001 | 0.367
2019-05-05 16:00 | 43590.6667 | 0.766 | 0.362
2019-05-05 17:00 | 43590.7083 | 0.554 | 0.52
2019-05-05 18:00 | 43590.75 | 1.693 | 0.672
2019-05-05 19:00 | 43590.7917 | 0.582 | 0.548
2019-05-05 20:00 | 43590.8333 | 0.429 | 0.541
2019-05-05 21:00 | 43590.875 | 0.541 | 1.198
2019-05-05 22:00 | 43590.9167 | 0.537 | 1.357
2019-05-05 23:00 | 43590.9583 | 0.545 | 2.606
2019-05-06 | 43591 | 0.506 | 1.647
2019-05-06 01:00 | 43591.0417 | 0.462 | 0.406
2019-05-06 02:00 | 43591.0833 | 0.331 | 0.59
2019-05-06 03:00 | 43591.125 | 0.433 | 0.512
2019-05-06 04:00 | 43591.1667 | 0.356 | 0.569
2019-05-06 05:00 | 43591.2083 | 0.372 | 0.677
2019-05-06 06:00 | 43591.25 | 0.362 | 0.586
2019-05-06 07:00 | 43591.2917 | 0.483 | 1.358
2019-05-06 08:00 | 43591.3333 | 0.476 | 2.472
2019-05-06 09:00 | 43591.375 | 0.639 | 1.175
2019-05-06 10:00 | 43591.4167 | 0.479 | 1.873
2019-05-06 11:00 | 43591.4583 | 0.436 | 1.12
2019-05-06 12:00 | 43591.5 | 1.353 | 0.747
2019-05-06 13:00 | 43591.5417 | 1.016 | 0.528
2019-05-06 14:00 | 43591.5833 | 0.726 | 0.814
2019-05-06 15:00 | 43591.625 | 0.604 | 0.428
2019-05-06 16:00 | 43591.6667 | 0.535 | 0.939
2019-05-06 17:00 | 43591.7083 | 1.008 | 1.012
2019-05-06 18:00 | 43591.75 | 0.791 | 0.374
2019-05-06 19:00 | 43591.7917 | 0.758 | 1.37
2019-05-06 20:00 | 43591.8333 | 0.979 | 2.042
2019-05-06 21:00 | 43591.875 | 0.647 | 2.691
2019-05-06 22:00 | 43591.9167 | 0.506 | 1.437
2019-05-06 23:00 | 43591.9583 | 0.511 | 1
2019-05-07 | 43592 | 0.459 | 2.455
2019-05-07 01:00 | 43592.0417 | 0.401 | 1.506
2019-05-07 02:00 | 43592.0833 | 0.361 | 0.363
2019-05-07 03:00 | 43592.125 | 0.345 | 0.528
2019-05-07 04:00 | 43592.1667 | 0.318 | 0.539
2019-05-07 05:00 | 43592.2083 | 0.34 | 0.62
2019-05-07 06:00 | 43592.25 | 0.321 | 0.502
2019-05-07 07:00 | 43592.2917 | 0.451 | 1.57
2019-05-07 08:00 | 43592.3333 | 0.547 | 1.565
2019-05-07 09:00 | 43592.375 | 0.741 | 0.48
2019-05-07 10:00 | 43592.4167 | 0.46 | 1.294
2019-05-07 11:00 | 43592.4583 | 0.469 | 0.588
2019-05-07 12:00 | 43592.5 | 0.544 | 0.272
2019-05-07 13:00 | 43592.5417 | 1.134 | 0.883
2019-05-07 14:00 | 43592.5833 | 0.632 | 0.461
2019-05-07 15:00 | 43592.625 | 0.502 | 0.45
2019-05-07 16:00 | 43592.6667 | 0.524 | 0.362
2019-05-07 17:00 | 43592.7083 | 0.471 | 0.379
2019-05-07 18:00 | 43592.75 | 0.428 | 0.484
2019-05-07 19:00 | 43592.7917 | 0.434 | 0.292
2019-05-07 20:00 | 43592.8333 | 0.471 | 0.433
2019-05-07 21:00 | 43592.875 | 0.445 | 1.461
2019-05-07 22:00 | 43592.9167 | 0.513 | 1.736
2019-05-07 23:00 | 43592.9583 | 0.445 | 2.67
2019-05-08 | 43593 | 0.539 | 1.983
2019-05-08 01:00 | 43593.0417 | 0.448 | 0.437
2019-05-08 02:00 | 43593.0833 | 0.358 | 0.385
2019-05-08 03:00 | 43593.125 | 0.385 | 0.466
2019-05-08 04:00 | 43593.1667 | 0.368 | 0.464
2019-05-08 05:00 | 43593.2083 | 0.326 | 0.574
2019-05-08 06:00 | 43593.25 | 0.316 | 0.534
2019-05-08 07:00 | 43593.2917 | 0.362 | 1.418
2019-05-08 08:00 | 43593.3333 | 0.496 | 2.397
2019-05-08 09:00 | 43593.375 | 0.446 | 1.257
2019-05-08 10:00 | 43593.4167 | 0.444 | 1.152
2019-05-08 11:00 | 43593.4583 | 0.944 | 1.363
2019-05-08 12:00 | 43593.5 | 0.443 | 0.65
2019-05-08 13:00 | 43593.5417 | 0.77 | 0.42
2019-05-08 14:00 | 43593.5833 | 0.849 | 0.445
2019-05-08 15:00 | 43593.625 | 0.626 | 0.42
2019-05-08 16:00 | 43593.6667 | 0.511 | 0.328
2019-05-08 17:00 | 43593.7083 | 0.48 | 0.276
2019-05-08 18:00 | 43593.75 | 0.49 | 0.316
2019-05-08 19:00 | 43593.7917 | 0.483 | 0.326
2019-05-08 20:00 | 43593.8333 | 0.807 | 0.47
2019-05-08 21:00 | 43593.875 | 1.418 | 0.992
2019-05-08 22:00 | 43593.9167 | 0.908 | 0.898
2019-05-08 23:00 | 43593.9583 | 0.494 | 2.697
2019-05-09 | 43594 | 0.443 | 1.063
2019-05-09 01:00 | 43594.0417 | 0.378 | 0.406
2019-05-09 02:00 | 43594.0833 | 0.354 | 0.516
2019-05-09 03:00 | 43594.125 | 0.332 | 0.461
2019-05-09 04:00 | 43594.1667 | 0.329 | 0.51
2019-05-09 05:00 | 43594.2083 | 0.341 | 0.531
2019-05-09 06:00 | 43594.25 | 0.307 | 0.52
2019-05-09 07:00 | 43594.2917 | 0.402 | 1.563
2019-05-09 08:00 | 43594.3333 | 0.511 | 2.497
2019-05-09 09:00 | 43594.375 | 0.52 | 0.917
2019-05-09 10:00 | 43594.4167 | 0.836 | 1.716
2019-05-09 11:00 | 43594.4583 | 0.636 | 0.701
2019-05-09 12:00 | 43594.5 | 0.414 | 0.486
2019-05-09 13:00 | 43594.5417 | 1.291 | 1.11
2019-05-09 14:00 | 43594.5833 | 0.815 | 0.742
2019-05-09 15:00 | 43594.625 | 0.637 | 0.62
2019-05-09 16:00 | 43594.6667 | 0.474 | 0.954
2019-05-09 17:00 | 43594.7083 | 1.012 | 0.78
2019-05-09 18:00 | 43594.75 | 0.744 | 0.619
2019-05-09 19:00 | 43594.7917 | 0.406 | 0.607
2019-05-09 20:00 | 43594.8333 | 1.968 | 0.924
2019-05-09 21:00 | 43594.875 | 0.684 | 1.515
2019-05-09 22:00 | 43594.9167 | 0.514 | 1.113
2019-05-09 23:00 | 43594.9583 | 0.519 | 2.813
2019-05-10 | 43595 | 0.527 | 2.547
2019-05-10 01:00 | 43595.0417 | 0.439 | 0.603
2019-05-10 02:00 | 43595.0833 | 0.361 | 0.547
2019-05-10 03:00 | 43595.125 | 0.343 | 0.675
2019-05-10 04:00 | 43595.1667 | 0.34 | 0.683
2019-05-10 05:00 | 43595.2083 | 0.371 | 0.754
2019-05-10 06:00 | 43595.25 | 0.315 | 0.667
2019-05-10 07:00 | 43595.2917 | 0.46 | 1.757
2019-05-10 08:00 | 43595.3333 | 0.449 | 1.428
2019-05-10 09:00 | 43595.375 | 0.69 | 1.469
2019-05-10 10:00 | 43595.4167 | 0.558 | 1.923
2019-05-10 11:00 | 43595.4583 | 0.463 | 0.367
2019-05-10 12:00 | 43595.5 | 1.071 | 0.279
2019-05-10 13:00 | 43595.5417 | 0.922 | 0.26
2019-05-10 14:00 | 43595.5833 | 0.838 | 0.262
2019-05-10 15:00 | 43595.625 | 0.67 | 0.756
2019-05-10 16:00 | 43595.6667 | 0.916 | 0.338
2019-05-10 17:00 | 43595.7083 | 1.106 | 0.367
2019-05-10 18:00 | 43595.75 | 0.588 | 0.492
2019-05-10 19:00 | 43595.7917 | 0.649 | 0.453
2019-05-10 20:00 | 43595.8333 | 0.591 | 0.523
2019-05-10 21:00 | 43595.875 | 0.669 | 0.662
2019-05-10 22:00 | 43595.9167 | 0.629 | 0.829
2019-05-10 23:00 | 43595.9583 | 0.648 | 2.138
2019-05-11 | 43596 | 0.609 | 0.698
2019-05-11 01:00 | 43596.0417 | 0.69 | 0.671
2019-05-11 02:00 | 43596.0833 | 0.48 | 0.465
2019-05-11 03:00 | 43596.125 | 0.456 | 0.476
2019-05-11 04:00 | 43596.1667 | 0.425 | 0.476
2019-05-11 05:00 | 43596.2083 | 0.549 | 0.576
2019-05-11 06:00 | 43596.25 | 0.393 | 0.467
2019-05-11 07:00 | 43596.2917 | 0.408 | 0.476
2019-05-11 08:00 | 43596.3333 | 0.413 | 0.517
2019-05-11 09:00 | 43596.375 | 0.487 | 0.56
2019-05-11 10:00 | 43596.4167 | 0.586 | 2.041
2019-05-11 11:00 | 43596.4583 | 0.8 | 1.165
2019-05-11 12:00 | 43596.5 | 0.695 | 0.781
2019-05-11 13:00 | 43596.5417 | 0.653 | 0.716
2019-05-11 14:00 | 43596.5833 | 1.195 | 1.219
2019-05-11 15:00 | 43596.625 | 1.008 | 1.069
2019-05-11 16:00 | 43596.6667 | 0.482 | 0.371
2019-05-11 17:00 | 43596.7083 | 0.408 | 0.481
2019-05-11 18:00 | 43596.75 | 0.4 | 0.649
2019-05-11 19:00 | 43596.7917 | 1.384 | 0.539
2019-05-11 20:00 | 43596.8333 | 1.1 | 0.759
2019-05-11 21:00 | 43596.875 | 0.586 | 1.765
2019-05-11 22:00 | 43596.9167 | 0.554 | 1.338
2019-05-11 23:00 | 43596.9583 | 0.47 | 2.851
2019-05-12 | 43597 | 0.481 | 2.439
2019-05-12 01:00 | 43597.0417 | 0.459 | 1.066
2019-05-12 02:00 | 43597.0833 | 0.403 | 0.463
2019-05-12 03:00 | 43597.125 | 0.341 | 0.575
2019-05-12 04:00 | 43597.1667 | 0.34 | 0.533
2019-05-12 05:00 | 43597.2083 | 0.32 | 0.586
2019-05-12 06:00 | 43597.25 | 0.312 | 0.605
2019-05-12 07:00 | 43597.2917 | 0.468 | 0.551
2019-05-12 08:00 | 43597.3333 | 0.429 | 0.565
2019-05-12 09:00 | 43597.375 | 0.809 | 0.627
2019-05-12 10:00 | 43597.4167 | 1.06 | 0.657
2019-05-12 11:00 | 43597.4583 | 0.495 | 0.569
2019-05-12 12:00 | 43597.5 | 0.744 | 0.486
2019-05-12 13:00 | 43597.5417 | 0.564 | 0.366
2019-05-12 14:00 | 43597.5833 | 0.652 | 1.914
2019-05-12 15:00 | 43597.625 | 0.417 | 0.47
2019-05-12 16:00 | 43597.6667 | 0.419 | 0.437
2019-05-12 17:00 | 43597.7083 | 0.375 | 0.456
2019-05-12 18:00 | 43597.75 | 0.384 | 0.519
2019-05-12 19:00 | 43597.7917 | 0.335 | 0.608
2019-05-12 20:00 | 43597.8333 | 0.468 | 0.627
2019-05-12 21:00 | 43597.875 | 0.489 | 0.676
2019-05-12 22:00 | 43597.9167 | 0.502 | 1.039
2019-05-12 23:00 | 43597.9583 | 0.491 | 1.989
2019-05-13 | 43598 | 0.473 | 0.557
2019-05-13 01:00 | 43598.0417 | 0.337 | 0.656
2019-05-13 02:00 | 43598.0833 | 0.507 | 0.472
2019-05-13 03:00 | 43598.125 | 0.414 | 0.472
2019-05-13 04:00 | 43598.1667 | 0.36 | 0.496
2019-05-13 05:00 | 43598.2083 | 0.468 | 0.513
2019-05-13 06:00 | 43598.25 | 0.605 | 0.49
2019-05-13 07:00 | 43598.2917 | 0.329 | 1.851
2019-05-13 08:00 | 43598.3333 | 0.471 | 1.775
2019-05-13 09:00 | 43598.375 | 0.604 | 0.883
2019-05-13 10:00 | 43598.4167 | 0.435 | 1.488
2019-05-13 11:00 | 43598.4583 | 0.45 | 0.793
2019-05-13 12:00 | 43598.5 | 0.865 | 1.882
2019-05-13 13:00 | 43598.5417 | 1.331 | 0.831
2019-05-13 14:00 | 43598.5833 | 1.216 | 0.438
2019-05-13 15:00 | 43598.625 | 0.593 | 0.345
2019-05-13 16:00 | 43598.6667 | 0.957 | 0.402
2019-05-13 17:00 | 43598.7083 | 0.539 | 0.332
2019-05-13 18:00 | 43598.75 | 0.437 | 1.562
2019-05-13 19:00 | 43598.7917 | 0.428 | 0.932
2019-05-13 20:00 | 43598.8333 | 0.675 | 1.246
2019-05-13 21:00 | 43598.875 | 0.488 | 0.681
2019-05-13 22:00 | 43598.9167 | 0.494 | 0.992
2019-05-13 23:00 | 43598.9583 | 0.506 | 1.566
2019-05-14 | 43599 | 0.487 | 1.724
2019-05-14 01:00 | 43599.0417 | 0.44 | 0.613
2019-05-14 02:00 | 43599.0833 | 0.363 | 0.492
2019-05-14 03:00 | 43599.125 | 0.363 | 0.486
2019-05-14 04:00 | 43599.1667 | 0.345 | 0.489
2019-05-14 05:00 | 43599.2083 | 0.35 | 0.491
2019-05-14 06:00 | 43599.25 | 0.325 | 0.508
2019-05-14 07:00 | 43599.2917 | 0.457 | 1.797
2019-05-14 08:00 | 43599.3333 | 0.45 | 2.158
2019-05-14 09:00 | 43599.375 | 0.607 | 1.027
2019-05-14 10:00 | 43599.4167 | 0.461 | 1.459
2019-05-14 11:00 | 43599.4583 | 0.446 | 0.477
2019-05-14 12:00 | 43599.5 | 0.771 | 0.265
2019-05-14 13:00 | 43599.5417 | 1.073 | 0.887
2019-05-14 14:00 | 43599.5833 | 0.639 | 0.623
2019-05-14 15:00 | 43599.625 | 0.529 | 0.399
2019-05-14 16:00 | 43599.6667 | 0.545 | 0.354
2019-05-14 17:00 | 43599.7083 | 0.531 | 0.287
2019-05-14 18:00 | 43599.75 | 0.439 | 0.391
2019-05-14 19:00 | 43599.7917 | 0.446 | 0.495
2019-05-14 20:00 | 43599.8333 | 0.694 | 0.63
2019-05-14 21:00 | 43599.875 | 0.554 | 1.396
2019-05-14 22:00 | 43599.9167 | 0.536 | 1.825
2019-05-14 23:00 | 43599.9583 | 0.495 | 2.754
2019-05-15 | 43600 | 0.482 | 2.676
2019-05-15 01:00 | 43600.0417 | 0.449 | 0.56
2019-05-15 02:00 | 43600.0833 | 0.348 | 0.545
2019-05-15 03:00 | 43600.125 | 0.466 | 0.574
2019-05-15 04:00 | 43600.1667 | 0.538 | 0.536
2019-05-15 05:00 | 43600.2083 | 0.523 | 0.518
2019-05-15 06:00 | 43600.25 | 0.447 | 0.484
2019-05-15 07:00 | 43600.2917 | 0.507 | 1.907
2019-05-15 08:00 | 43600.3333 | 0.469 | 1.953
2019-05-15 09:00 | 43600.375 | 0.693 | 1.083
2019-05-15 10:00 | 43600.4167 | 0.501 | 2.123
2019-05-15 11:00 | 43600.4583 | 0.5 | 0.378
2019-05-15 12:00 | 43600.5 | 0.521 | 0.323
2019-05-15 13:00 | 43600.5417 | 1.103 | 0.337
2019-05-15 14:00 | 43600.5833 | 0.702 | 0.511
2019-05-15 15:00 | 43600.625 | 0.52 | 0.557
2019-05-15 16:00 | 43600.6667 | 0.551 | 0.325
2019-05-15 17:00 | 43600.7083 | 0.47 | 0.303
2019-05-15 18:00 | 43600.75 | 0.426 | 0.368
2019-05-15 19:00 | 43600.7917 | 0.444 | 0.385
2019-05-15 20:00 | 43600.8333 | 0.975 | 0.685
2019-05-15 21:00 | 43600.875 | 1.302 | 1.792
2019-05-15 22:00 | 43600.9167 | 1.111 | 1.586
2019-05-15 23:00 | 43600.9583 | 0.524 | 2.726
2019-05-16 | 43601 | 0.497 | 1.434
2019-05-16 01:00 | 43601.0417 | 0.467 | 0.39
2019-05-16 02:00 | 43601.0833 | 0.375 | 0.461
2019-05-16 03:00 | 43601.125 | 0.369 | 0.443
2019-05-16 04:00 | 43601.1667 | 0.385 | 0.384
2019-05-16 05:00 | 43601.2083 | 0.333 | 0.429
2019-05-16 06:00 | 43601.25 | 0.483 | 0.493
2019-05-16 07:00 | 43601.2917 | 0.377 | 0.76
2019-05-16 08:00 | 43601.3333 | 0.535 | 2.954
2019-05-16 09:00 | 43601.375 | 0.499 | 3.066
2019-05-16 10:00 | 43601.4167 | 0.832 | 0.38
2019-05-16 11:00 | 43601.4583 | 0.265 | 0.348
2019-05-16 12:00 | 43601.5 | 0.318 | 0.34
2019-05-16 13:00 | 43601.5417 | 1.126 | 0.659
2019-05-16 14:00 | 43601.5833 | 0.63 | 0.385
2019-05-16 15:00 | 43601.625 | 0.468 | 0.592
2019-05-16 16:00 | 43601.6667 | 0.513 | 0.655
2019-05-16 17:00 | 43601.7083 | 0.455 | 0.97
2019-05-16 18:00 | 43601.75 | 0.466 | 0.504
2019-05-16 19:00 | 43601.7917 | 0.497 | 0.86
2019-05-16 20:00 | 43601.8333 | 0.836 | 0.525
2019-05-16 21:00 | 43601.875 | 0.679 | 0.766
2019-05-16 22:00 | 43601.9167 | 0.549 | 1.017
2019-05-16 23:00 | 43601.9583 | 0.522 | 2.695
2019-05-17 | 43602 | 0.668 | 1.039
2019-05-17 01:00 | 43602.0417 | 0.437 | 0.433
2019-05-17 02:00 | 43602.0833 | 0.348 | 0.719
2019-05-17 03:00 | 43602.125 | 0.358 | 0.623
2019-05-17 04:00 | 43602.1667 | 0.365 | 0.678
2019-05-17 05:00 | 43602.2083 | 0.343 | 0.917
2019-05-17 06:00 | 43602.25 | 0.57 | 1.064
2019-05-17 07:00 | 43602.2917 | 0.513 | 1.971
2019-05-17 08:00 | 43602.3333 | 0.593 | 1.956
2019-05-17 09:00 | 43602.375 | 0.423 | 1.566
2019-05-17 10:00 | 43602.4167 | 0.522 | 0.43
2019-05-17 11:00 | 43602.4583 | 0.526 | 1.504
2019-05-17 12:00 | 43602.5 | 0.708 | 0.667
2019-05-17 13:00 | 43602.5417 | 0.79 | 0.757
2019-05-17 14:00 | 43602.5833 | 0.708 | 0.661
2019-05-17 15:00 | 43602.625 | 0.585 | 0.712
2019-05-17 16:00 | 43602.6667 | 0.58 | 0.611
2019-05-17 17:00 | 43602.7083 | 0.582 | 0.644
2019-05-17 18:00 | 43602.75 | 0.787 | 0.809
2019-05-17 19:00 | 43602.7917 | 0.534 | 0.529
2019-05-17 20:00 | 43602.8333 | 0.555 | 0.535
2019-05-17 21:00 | 43602.875 | 0.435 | 0.63
2019-05-17 22:00 | 43602.9167 | 0.596 | 0.936
2019-05-17 23:00 | 43602.9583 | 0.54 | 1.861
2019-05-18 | 43603 | 0.469 | 0.867
2019-05-18 01:00 | 43603.0417 | 0.466 | 0.67
2019-05-18 02:00 | 43603.0833 | 0.443 | 0.528
2019-05-18 03:00 | 43603.125 | 0.346 | 0.54
2019-05-18 04:00 | 43603.1667 | 0.366 | 0.521
2019-05-18 05:00 | 43603.2083 | 0.338 | 0.495
2019-05-18 06:00 | 43603.25 | 0.371 | 0.73
2019-05-18 07:00 | 43603.2917 | 0.299 | 1.047
2019-05-18 08:00 | 43603.3333 | 0.557 | 1.323
2019-05-18 09:00 | 43603.375 | 0.589 | 1.325
2019-05-18 10:00 | 43603.4167 | 0.993 | 1.963
2019-05-18 11:00 | 43603.4583 | 2.689 | 2.044
2019-05-18 12:00 | 43603.5 | 1.671 | 1.881
2019-05-18 13:00 | 43603.5417 | 0.644 | 0.69
2019-05-18 14:00 | 43603.5833 | 0.864 | 2.572
2019-05-18 15:00 | 43603.625 | 1.24 | 0.508
2019-05-18 16:00 | 43603.6667 | 1.291 | 0.876
2019-05-18 17:00 | 43603.7083 | 1.458 | 0.64
2019-05-18 18:00 | 43603.75 | 0.5 | 0.879
2019-05-18 19:00 | 43603.7917 | 0.432 | 1.324
2019-05-18 20:00 | 43603.8333 | 0.556 | 0.725
2019-05-18 21:00 | 43603.875 | 0.565 | 0.772
2019-05-18 22:00 | 43603.9167 | 0.606 | 0.891
2019-05-18 23:00 | 43603.9583 | 0.671 | 2.695
2019-05-19 | 43604 | 0.478 | 2.104
2019-05-19 01:00 | 43604.0417 | 0.414 | 0.671
2019-05-19 02:00 | 43604.0833 | 0.34 | 0.844
2019-05-19 03:00 | 43604.125 | 0.335 | 0.788
2019-05-19 04:00 | 43604.1667 | 0.325 | 0.739
2019-05-19 05:00 | 43604.2083 | 0.323 | 0.766
2019-05-19 06:00 | 43604.25 | 0.422 | 1.206
2019-05-19 07:00 | 43604.2917 | 0.426 | 1.097
2019-05-19 08:00 | 43604.3333 | 0.397 | 1.08
2019-05-19 09:00 | 43604.375 | 0.522 | 0.634
2019-05-19 10:00 | 43604.4167 | 0.759 | 0.522
2019-05-19 11:00 | 43604.4583 | 0.496 | 1.662
2019-05-19 12:00 | 43604.5 | 0.418 | 0.424
2019-05-19 13:00 | 43604.5417 | 0.473 | 0.491
2019-05-19 14:00 | 43604.5833 | 0.594 | 0.506
2019-05-19 15:00 | 43604.625 | 0.504 | 0.491
2019-05-19 16:00 | 43604.6667 | 0.475 | 0.538
2019-05-19 17:00 | 43604.7083 | 0.386 | 0.5
2019-05-19 18:00 | 43604.75 | 0.344 | 0.579
2019-05-19 19:00 | 43604.7917 | 0.386 | 0.585
2019-05-19 20:00 | 43604.8333 | 0.425 | 0.559
2019-05-19 21:00 | 43604.875 | 0.642 | 0.601
2019-05-19 22:00 | 43604.9167 | 0.551 | 1.364
2019-05-19 23:00 | 43604.9583 | 0.52 | 2.839
2019-05-20 | 43605 | 0.443 | 0.985
2019-05-20 01:00 | 43605.0417 | 0.363 | 0.933
2019-05-20 02:00 | 43605.0833 | 0.343 | 0.782
2019-05-20 03:00 | 43605.125 | 0.342 | 0.663
2019-05-20 04:00 | 43605.1667 | 0.332 | 0.728
2019-05-20 05:00 | 43605.2083 | 0.332 | 1.088
2019-05-20 06:00 | 43605.25 | 0.482 | 1.305
2019-05-20 07:00 | 43605.2917 | 0.34 | 2.289
2019-05-20 08:00 | 43605.3333 | 0.468 | 2.48
2019-05-20 09:00 | 43605.375 | 1.027 | 1.97
2019-05-20 10:00 | 43605.4167 | 1.064 | 1.559
2019-05-20 11:00 | 43605.4583 | 0.606 | 0.347
2019-05-20 12:00 | 43605.5 | 0.814 | 0.569
2019-05-20 13:00 | 43605.5417 | 0.73 | 1.078
2019-05-20 14:00 | 43605.5833 | 0.73 | 0.494
2019-05-20 15:00 | 43605.625 | 0.578 | 2.173
2019-05-20 16:00 | 43605.6667 | 0.473 | 0.381
2019-05-20 17:00 | 43605.7083 | 0.453 | 0.332
2019-05-20 18:00 | 43605.75 | 0.427 | 1.837
2019-05-20 19:00 | 43605.7917 | 0.403 | 0.851
2019-05-20 20:00 | 43605.8333 | 0.665 | 0.447
2019-05-20 21:00 | 43605.875 | 0.582 | 1.001
2019-05-20 22:00 | 43605.9167 | 0.559 | 1.279
2019-05-20 23:00 | 43605.9583 | 0.502 | 0.883
2019-05-21 | 43606 | 0.483 | 0.782
2019-05-21 01:00 | 43606.0417 | 0.387 | 0.708
2019-05-21 02:00 | 43606.0833 | 0.503 | 0.605
2019-05-21 03:00 | 43606.125 | 0.362 | 0.512
2019-05-21 04:00 | 43606.1667 | 0.345 | 0.5
2019-05-21 05:00 | 43606.2083 | 0.343 | 0.504
2019-05-21 06:00 | 43606.25 | 0.418 | 0.502
2019-05-21 07:00 | 43606.2917 | 0.929 | 2.086
2019-05-21 08:00 | 43606.3333 | 1.008 | 1.736
2019-05-21 09:00 | 43606.375 | 0.493 | 2.457
2019-05-21 10:00 | 43606.4167 | 0.271 | 1.127
2019-05-21 11:00 | 43606.4583 | 0.255 | 0.34
2019-05-21 12:00 | 43606.5 | 0.298 | 0.296
2019-05-21 13:00 | 43606.5417 | 0.349 | 0.287
2019-05-21 14:00 | 43606.5833 | 0.32 | 0.415
2019-05-21 15:00 | 43606.625 | 0.259 | 0.426
2019-05-21 16:00 | 43606.6667 | 0.216 | 0.354
2019-05-21 17:00 | 43606.7083 | 0.949 | 0.333
2019-05-21 18:00 | 43606.75 | 0.284 | 0.469
2019-05-21 19:00 | 43606.7917 | 0.2 | 0.502
2019-05-21 20:00 | 43606.8333 | 0.202 | 0.49
2019-05-21 21:00 | 43606.875 | 0.262 | 0.697
2019-05-21 22:00 | 43606.9167 | 0.289 | 1.474
2019-05-21 23:00 | 43606.9583 | 0.296 | 2.773
2019-05-22 | 43607 | 0.296 | 1.49
2019-05-22 01:00 | 43607.0417 | 0.288 | 0.43
2019-05-22 02:00 | 43607.0833 | 0.291 | 0.602
2019-05-22 03:00 | 43607.125 | 0.288 | 0.451
2019-05-22 04:00 | 43607.1667 | 0.33 | 0.472
2019-05-22 05:00 | 43607.2083 | 0.272 | 0.469
2019-05-22 06:00 | 43607.25 | 0.272 | 0.451
2019-05-22 07:00 | 43607.2917 | 0.173 | 0.706
2019-05-22 08:00 | 43607.3333 | 0.243 | 2.241
2019-05-22 09:00 | 43607.375 | 0.261 | 3.589
2019-05-22 10:00 | 43607.4167 | 0.354 | 1.244
2019-05-22 11:00 | 43607.4583 | 0.272 | 0.383
2019-05-22 12:00 | 43607.5 | 0.264 | 0.34
2019-05-22 13:00 | 43607.5417 | 0.338 | 0.449
2019-05-22 14:00 | 43607.5833 | 0.286 | 0.375
2019-05-22 15:00 | 43607.625 | 0.25 | 0.357
2019-05-22 16:00 | 43607.6667 | 0.208 | 0.341
2019-05-22 17:00 | 43607.7083 | 0.205 | 0.413
2019-05-22 18:00 | 43607.75 | 0.187 | 0.384
2019-05-22 19:00 | 43607.7917 | 0.186 | 0.402
2019-05-22 20:00 | 43607.8333 | 0.205 | 0.395
2019-05-22 21:00 | 43607.875 | 0.284 | 1.843
2019-05-22 22:00 | 43607.9167 | 0.308 | 1.208
2019-05-22 23:00 | 43607.9583 | 0.293 | 2.92
2019-05-23 | 43608 | 0.296 | 1.495
2019-05-23 01:00 | 43608.0417 | 0.278 | 1.048
2019-05-23 02:00 | 43608.0833 | 0.308 | 1.049
2019-05-23 03:00 | 43608.125 | 0.317 | 0.989
2019-05-23 04:00 | 43608.1667 | 0.307 | 0.991
2019-05-23 05:00 | 43608.2083 | 0.282 | 0.681
2019-05-23 06:00 | 43608.25 | 0.263 | 0.549
2019-05-23 07:00 | 43608.2917 | 0.183 | 0.608
2019-05-23 08:00 | 43608.3333 | 0.249 | 3.142
2019-05-23 09:00 | 43608.375 | 0.224 | 1.269
2019-05-23 10:00 | 43608.4167 | 0.253 | 0.66
2019-05-23 11:00 | 43608.4583 | 0.229 | 0.533
2019-05-23 12:00 | 43608.5 | 0.244 | 0.41
2019-05-23 13:00 | 43608.5417 | 0.276 | 0.631
2019-05-23 14:00 | 43608.5833 | 0.491 | 0.654
2019-05-23 15:00 | 43608.625 | 0.247 | 0.41
2019-05-23 16:00 | 43608.6667 | 0.184 | 0.438
2019-05-23 17:00 | 43608.7083 | 0.213 | 1.099
2019-05-23 18:00 | 43608.75 | 0.196 | 0.586
2019-05-23 19:00 | 43608.7917 | 0.219 | 0.572
2019-05-23 20:00 | 43608.8333 | 0.207 | 0.595
2019-05-23 21:00 | 43608.875 | 0.264 | 0.934
2019-05-23 22:00 | 43608.9167 | 0.313 | 1.243
2019-05-23 23:00 | 43608.9583 | 0.29 | 2.892
2019-05-24 | 43609 | 0.29 | 2.107
2019-05-24 01:00 | 43609.0417 | 0.286 | 0.455
2019-05-24 02:00 | 43609.0833 | 0.3 | 0.38
2019-05-24 03:00 | 43609.125 | 0.288 | 0.505
2019-05-24 04:00 | 43609.1667 | 0.316 | 0.568
2019-05-24 05:00 | 43609.2083 | 0.36 | 0.515
2019-05-24 06:00 | 43609.25 | 0.307 | 0.517
2019-05-24 07:00 | 43609.2917 | 0.181 | 0.495
2019-05-24 08:00 | 43609.3333 | 0.242 | 1.364
2019-05-24 09:00 | 43609.375 | 0.236 | 2.768
2019-05-24 10:00 | 43609.4167 | 0.219 | 0.355
2019-05-24 11:00 | 43609.4583 | 0.197 | 0.904
2019-05-24 12:00 | 43609.5 | 0.23 | 0.851
2019-05-24 13:00 | 43609.5417 | 0.319 | 0.605
2019-05-24 14:00 | 43609.5833 | 0.368 | 0.473
2019-05-24 15:00 | 43609.625 | 0.262 | 0.344
2019-05-24 16:00 | 43609.6667 | 0.209 | 0.36
2019-05-24 17:00 | 43609.7083 | 0.207 | 0.334
2019-05-24 18:00 | 43609.75 | 0.209 | 0.532
2019-05-24 19:00 | 43609.7917 | 0.189 | 0.459
2019-05-24 20:00 | 43609.8333 | 0.22 | 0.398
2019-05-24 21:00 | 43609.875 | 0.266 | 0.625
2019-05-24 22:00 | 43609.9167 | 0.296 | 0.963
2019-05-24 23:00 | 43609.9583 | 0.295 | 2.687
2019-05-25 | 43610 | 0.286 | 0.67
2019-05-25 01:00 | 43610.0417 | 0.295 | 0.43
2019-05-25 02:00 | 43610.0833 | 0.296 | 0.544
2019-05-25 03:00 | 43610.125 | 0.31 | 0.493
2019-05-25 04:00 | 43610.1667 | 0.29 | 0.519
2019-05-25 05:00 | 43610.2083 | 0.302 | 0.346
2019-05-25 06:00 | 43610.25 | 0.256 | 0.506
2019-05-25 07:00 | 43610.2917 | 0.187 | 0.534
2019-05-25 08:00 | 43610.3333 | 0.239 | 0.399
2019-05-25 09:00 | 43610.375 | 0.265 | 0.436
2019-05-25 10:00 | 43610.4167 | 0.294 | 0.531
2019-05-25 11:00 | 43610.4583 | 0.228 | 1.967
2019-05-25 12:00 | 43610.5 | 0.271 | 0.672
2019-05-25 13:00 | 43610.5417 | 0.496 | 1.066
2019-05-25 14:00 | 43610.5833 | 1.886 | 0.311
2019-05-25 15:00 | 43610.625 | 0.596 | 0.458
2019-05-25 16:00 | 43610.6667 | 0.518 | 0.752
2019-05-25 17:00 | 43610.7083 | 0.454 | 0.587
2019-05-25 18:00 | 43610.75 | 0.415 | 0.372
2019-05-25 19:00 | 43610.7917 | 0.348 | 0.469
2019-05-25 20:00 | 43610.8333 | 1.338 | 0.577
2019-05-25 21:00 | 43610.875 | 0.732 | 0.52
2019-05-25 22:00 | 43610.9167 | 0.577 | 0.827
2019-05-25 23:00 | 43610.9583 | 0.49 | 2.762
2019-05-26 | 43611 | 0.507 | 1.148
2019-05-26 01:00 | 43611.0417 | 0.425 | 0.654
2019-05-26 02:00 | 43611.0833 | 0.375 | 0.501
2019-05-26 03:00 | 43611.125 | 0.399 | 0.501
2019-05-26 04:00 | 43611.1667 | 0.363 | 0.552
2019-05-26 05:00 | 43611.2083 | 0.348 | 0.493
2019-05-26 06:00 | 43611.25 | 0.315 | 0.591
2019-05-26 07:00 | 43611.2917 | 0.5 | 0.477
2019-05-26 08:00 | 43611.3333 | 0.489 | 0.495
2019-05-26 09:00 | 43611.375 | 0.519 | 1.788
2019-05-26 10:00 | 43611.4167 | 1.069 | 0.973
2019-05-26 11:00 | 43611.4583 | 1.036 | 2.665
2019-05-26 12:00 | 43611.5 | 0.453 | 1.017
2019-05-26 13:00 | 43611.5417 | 0.495 | 0.334
2019-05-26 14:00 | 43611.5833 | 0.851 | 0.302
2019-05-26 15:00 | 43611.625 | 0.97 | 0.464
2019-05-26 16:00 | 43611.6667 | 0.41 | 0.507
2019-05-26 17:00 | 43611.7083 | 0.366 | 0.436
2019-05-26 18:00 | 43611.75 | 0.379 | 0.428
2019-05-26 19:00 | 43611.7917 | 0.356 | 0.49
2019-05-26 20:00 | 43611.8333 | 0.587 | 0.5
2019-05-26 21:00 | 43611.875 | 0.523 | 0.575
2019-05-26 22:00 | 43611.9167 | 0.542 | 0.94
2019-05-26 23:00 | 43611.9583 | 0.504 | 2.4
2019-05-27 | 43612 | 0.472 | 0.77
2019-05-27 01:00 | 43612.0417 | 0.383 | 0.477
2019-05-27 02:00 | 43612.0833 | 0.35 | 0.346
2019-05-27 03:00 | 43612.125 | 0.338 | 0.52
2019-05-27 04:00 | 43612.1667 | 0.352 | 0.424
2019-05-27 05:00 | 43612.2083 | 0.343 | 0.471
2019-05-27 06:00 | 43612.25 | 0.315 | 0.344
2019-05-27 07:00 | 43612.2917 | 0.495 | 1.954
2019-05-27 08:00 | 43612.3333 | 0.443 | 1.588
2019-05-27 09:00 | 43612.375 | 0.628 | 1.836
2019-05-27 10:00 | 43612.4167 | 0.431 | 1.095
2019-05-27 11:00 | 43612.4583 | 0.368 | 0.444
2019-05-27 12:00 | 43612.5 | 1.637 | 0.595
2019-05-27 13:00 | 43612.5417 | 1.447 | 0.902
2019-05-27 14:00 | 43612.5833 | 0.73 | 0.666
2019-05-27 15:00 | 43612.625 | 0.566 | 1.704
2019-05-27 16:00 | 43612.6667 | 0.471 | 0.467
2019-05-27 17:00 | 43612.7083 | 0.513 | 0.508
2019-05-27 18:00 | 43612.75 | 0.83 | 0.683
2019-05-27 19:00 | 43612.7917 | 0.913 | 0.463
2019-05-27 20:00 | 43612.8333 | 0.77 | 0.592
2019-05-27 21:00 | 43612.875 | 0.72 | 1.033
2019-05-27 22:00 | 43612.9167 | 0.588 | 1.617
2019-05-27 23:00 | 43612.9583 | 0.562 | 1.135
2019-05-28 | 43613 | 0.506 | 2.556
2019-05-28 01:00 | 43613.0417 | 0.371 | 0.963
2019-05-28 02:00 | 43613.0833 | 0.371 | 0.379
2019-05-28 03:00 | 43613.125 | 0.401 | 0.505
2019-05-28 04:00 | 43613.1667 | 0.339 | 0.597
2019-05-28 05:00 | 43613.2083 | 0.331 | 0.527
2019-05-28 06:00 | 43613.25 | 0.313 | 0.487
2019-05-28 07:00 | 43613.2917 | 0.531 | 0.783
2019-05-28 08:00 | 43613.3333 | 0.533 | 2.44
2019-05-28 09:00 | 43613.375 | 0.579 | 1.843
2019-05-28 10:00 | 43613.4167 | 0.439 | 0.5
2019-05-28 11:00 | 43613.4583 | 0.466 | 0.382
2019-05-28 12:00 | 43613.5 | 0.667 | 0.492
2019-05-28 13:00 | 43613.5417 | 1.563 | 0.5
2019-05-28 14:00 | 43613.5833 | 1.592 | 0.504
2019-05-28 15:00 | 43613.625 | 0.58 | 0.506
2019-05-28 16:00 | 43613.6667 | 0.833 | 0.372
2019-05-28 17:00 | 43613.7083 | 0.669 | 0.332
2019-05-28 18:00 | 43613.75 | 0.446 | 0.459
2019-05-28 19:00 | 43613.7917 | 0.379 | 0.549
2019-05-28 20:00 | 43613.8333 | 1.057 | 0.674
2019-05-28 21:00 | 43613.875 | 0.552 | 0.493
2019-05-28 22:00 | 43613.9167 | 0.532 | 1.469
2019-05-28 23:00 | 43613.9583 | 0.491 | 2.699
2019-05-29 | 43614 | 0.474 | 2.29
2019-05-29 01:00 | 43614.0417 | 0.388 | 0.415
2019-05-29 02:00 | 43614.0833 | 0.359 | 0.345
2019-05-29 03:00 | 43614.125 | 0.341 | 0.494
2019-05-29 04:00 | 43614.1667 | 0.361 | 0.492
2019-05-29 05:00 | 43614.2083 | 0.351 | 0.537
2019-05-29 06:00 | 43614.25 | 0.305 | 0.461
2019-05-29 07:00 | 43614.2917 | 0.438 | 0.734
2019-05-29 08:00 | 43614.3333 | 0.466 | 1.481
2019-05-29 09:00 | 43614.375 | 0.682 | 2.428
2019-05-29 10:00 | 43614.4167 | 1.319 | 0.466
2019-05-29 11:00 | 43614.4583 | 0.95 | 0.353
2019-05-29 12:00 | 43614.5 | 0.777 | 0.335
2019-05-29 13:00 | 43614.5417 | 0.706 | 0.613
2019-05-29 14:00 | 43614.5833 | 0.741 | 0.705
2019-05-29 15:00 | 43614.625 | 0.631 | 0.353
2019-05-29 16:00 | 43614.6667 | 0.574 | 0.363
2019-05-29 17:00 | 43614.7083 | 0.519 | 0.357
2019-05-29 18:00 | 43614.75 | 0.452 | 0.307
2019-05-29 19:00 | 43614.7917 | 1.134 | 0.305
2019-05-29 20:00 | 43614.8333 | 0.687 | 0.524
2019-05-29 21:00 | 43614.875 | 0.567 | 1.131
2019-05-29 22:00 | 43614.9167 | 0.762 | 1.498
2019-05-29 23:00 | 43614.9583 | 0.711 | 2.851
2019-05-30 | 43615 | 0.748 | 1.677
2019-05-30 01:00 | 43615.0417 | 0.444 | 0.42
2019-05-30 02:00 | 43615.0833 | 0.402 | 0.502
2019-05-30 03:00 | 43615.125 | 0.394 | 0.478
2019-05-30 04:00 | 43615.1667 | 0.438 | 0.487
2019-05-30 05:00 | 43615.2083 | 0.348 | 0.565
2019-05-30 06:00 | 43615.25 | 0.299 | 0.48
2019-05-30 07:00 | 43615.2917 | 0.254 | 1.431
2019-05-30 08:00 | 43615.3333 | 0.508 | 2.254
2019-05-30 09:00 | 43615.375 | 0.527 | 1.149
2019-05-30 10:00 | 43615.4167 | 0.636 | 0.459
2019-05-30 11:00 | 43615.4583 | 0.475 | 1.395
2019-05-30 12:00 | 43615.5 | 0.515 | 0.521
2019-05-30 13:00 | 43615.5417 | 1.853 | 0.642
2019-05-30 14:00 | 43615.5833 | 0.666 | 0.473
2019-05-30 15:00 | 43615.625 | 0.549 | 0.519
2019-05-30 16:00 | 43615.6667 | 0.476 | 0.422
2019-05-30 17:00 | 43615.7083 | 0.494 | 0.721
2019-05-30 18:00 | 43615.75 | 0.45 | 0.513
2019-05-30 19:00 | 43615.7917 | 0.556 | 0.358
2019-05-30 20:00 | 43615.8333 | 0.756 | 0.362
2019-05-30 21:00 | 43615.875 | 1.201 | 0.766
2019-05-30 22:00 | 43615.9167 | 1.081 | 0.848
2019-05-30 23:00 | 43615.9583 | 0.501 | 2.392
2019-05-31 | 43616 | 0.477 | 1.268
2019-05-31 01:00 | 43616.0417 | 0.38 | 0.4
2019-05-31 02:00 | 43616.0833 | 0.366 | 0.503
2019-05-31 03:00 | 43616.125 | 0.362 | 0.487
2019-05-31 04:00 | 43616.1667 | 0.341 | 0.463
2019-05-31 05:00 | 43616.2083 | 0.332 | 0.467
2019-05-31 06:00 | 43616.25 | 0.421 | 0.476
2019-05-31 07:00 | 43616.2917 | 0.524 | 0.611
2019-05-31 08:00 | 43616.3333 | 1.086 | 1.798
2019-05-31 09:00 | 43616.375 | 0.605 | 2.443
2019-05-31 10:00 | 43616.4167 | 0.501 | 0.554
2019-05-31 11:00 | 43616.4583 | 0.482 | 1.121
2019-05-31 12:00 | 43616.5 | 0.508 | 0.979
2019-05-31 13:00 | 43616.5417 | 1.544 | 0.295
2019-05-31 14:00 | 43616.5833 | 1.011 | 0.371
2019-05-31 15:00 | 43616.625 | 0.611 | 0.768
2019-05-31 16:00 | 43616.6667 | 0.522 | 0.283
2019-05-31 17:00 | 43616.7083 | 0.504 | 0.386
2019-05-31 18:00 | 43616.75 | 0.517 | 0.326
2019-05-31 19:00 | 43616.7917 | 0.454 | 0.384
2019-05-31 20:00 | 43616.8333 | 0.559 | 0.307
2019-05-31 21:00 | 43616.875 | 0.496 | 0.314
2019-05-31 22:00 | 43616.9167 | 0.5 | 1.053
2019-05-31 23:00 | 43616.9583 | 0.51 | 0.882
2019-06-01 | 43617 | 0.496 | 0.688
2019-06-01 01:00 | 43617.0417 | 0.521 | 0.505
2019-06-01 02:00 | 43617.0833 | 0.52 | 0.473
2019-06-01 03:00 | 43617.125 | 0.368 | 1.382
2019-06-01 04:00 | 43617.1667 | 0.449 | 0.396
2019-06-01 05:00 | 43617.2083 | 0.396 | 0.415
2019-06-01 06:00 | 43617.25 | 0.342 | 0.509
2019-06-01 07:00 | 43617.2917 | 0.589 | 0.34
2019-06-01 08:00 | 43617.3333 | 0.506 | 0.392
2019-06-01 09:00 | 43617.375 | 0.522 | 0.478
2019-06-01 10:00 | 43617.4167 | 0.555 | 0.731
2019-06-01 11:00 | 43617.4583 | 0.561 | 2.09
2019-06-01 12:00 | 43617.5 | 0.588 | 1.605
2019-06-01 13:00 | 43617.5417 | 0.638 | 1.62
2019-06-01 14:00 | 43617.5833 | 0.634 | 1.378
2019-06-01 15:00 | 43617.625 | 0.533 | 1.021
2019-06-01 16:00 | 43617.6667 | 0.512 | 0.351
2019-06-01 17:00 | 43617.7083 | 0.446 | 0.339
2019-06-01 18:00 | 43617.75 | 0.44 | 0.344
2019-06-01 19:00 | 43617.7917 | 0.503 | 0.345
2019-06-01 20:00 | 43617.8333 | 0.417 | 0.324
2019-06-01 21:00 | 43617.875 | 0.485 | 0.53
2019-06-01 22:00 | 43617.9167 | 0.536 | 1.11
2019-06-01 23:00 | 43617.9583 | 0.591 | 1.49
2019-06-02 | 43618 | 0.578 | 1.476
2019-06-02 01:00 | 43618.0417 | 0.434 | 0.441
2019-06-02 02:00 | 43618.0833 | 0.376 | 0.45
2019-06-02 03:00 | 43618.125 | 0.383 | 0.371
2019-06-02 04:00 | 43618.1667 | 0.399 | 0.447
2019-06-02 05:00 | 43618.2083 | 0.382 | 0.467
2019-06-02 06:00 | 43618.25 | 0.593 | 0.485
2019-06-02 07:00 | 43618.2917 | 0.646 | 0.462
2019-06-02 08:00 | 43618.3333 | 0.397 | 0.362
2019-06-02 09:00 | 43618.375 | 0.471 | 1.965
2019-06-02 10:00 | 43618.4167 | 2.23 | 0.38
2019-06-02 11:00 | 43618.4583 | 1.01 | 0.455
2019-06-02 12:00 | 43618.5 | 0.962 | 0.446
2019-06-02 13:00 | 43618.5417 | 0.642 | 0.279
2019-06-02 14:00 | 43618.5833 | 0.501 | 0.385
2019-06-02 15:00 | 43618.625 | 0.739 | 0.45
2019-06-02 16:00 | 43618.6667 | 0.487 | 0.422
2019-06-02 17:00 | 43618.7083 | 0.457 | 0.415
2019-06-02 18:00 | 43618.75 | 0.462 | 0.395
2019-06-02 19:00 | 43618.7917 | 0.448 | 0.382
2019-06-02 20:00 | 43618.8333 | 0.794 | 0.348
2019-06-02 21:00 | 43618.875 | 1.348 | 0.661
2019-06-02 22:00 | 43618.9167 | 0.582 | 0.972
2019-06-02 23:00 | 43618.9583 | 0.517 | 2.463
2019-06-03 | 43619 | 0.465 | 1.994
2019-06-03 01:00 | 43619.0417 | 0.372 | 0.568
2019-06-03 02:00 | 43619.0833 | 0.353 | 0.362
2019-06-03 03:00 | 43619.125 | 0.348 | 0.348
2019-06-03 04:00 | 43619.1667 | 0.346 | 0.355
2019-06-03 05:00 | 43619.2083 | 0.34 | 0.407
2019-06-03 06:00 | 43619.25 | 0.316 | 0.354
2019-06-03 07:00 | 43619.2917 | 0.564 | 0.76
2019-06-03 08:00 | 43619.3333 | 0.38 | 2.086
2019-06-03 09:00 | 43619.375 | 0.744 | 3.093
2019-06-03 10:00 | 43619.4167 | 0.242 | 0.801
2019-06-03 11:00 | 43619.4583 | 0.249 | 0.277
2019-06-03 12:00 | 43619.5 | 0.273 | 0.525
2019-06-03 13:00 | 43619.5417 | 0.35 | 1.035
2019-06-03 14:00 | 43619.5833 | 0.376 | 0.504
2019-06-03 15:00 | 43619.625 | 0.455 | 1.587
2019-06-03 16:00 | 43619.6667 | 0.288 | 0.39
2019-06-03 17:00 | 43619.7083 | 1.026 | 0.424
2019-06-03 18:00 | 43619.75 | 0.261 | 0.376
2019-06-03 19:00 | 43619.7917 | 0.214 | 0.8
2019-06-03 20:00 | 43619.8333 | 0.241 | 1.254
2019-06-03 21:00 | 43619.875 | 0.294 | 0.874
2019-06-03 22:00 | 43619.9167 | 0.34 | 1.264
2019-06-03 23:00 | 43619.9583 | 0.334 | 0.891
2019-06-04 | 43620 | 0.337 | 2.151
2019-06-04 01:00 | 43620.0417 | 0.381 | 0.61
2019-06-04 02:00 | 43620.0833 | 0.352 | 0.372
2019-06-04 03:00 | 43620.125 | 0.359 | 0.362
2019-06-04 04:00 | 43620.1667 | 0.329 | 0.364
2019-06-04 05:00 | 43620.2083 | 0.327 | 0.446
2019-06-04 06:00 | 43620.25 | 0.279 | 0.344
2019-06-04 07:00 | 43620.2917 | 0.214 | 1.293
2019-06-04 08:00 | 43620.3333 | 0.277 | 2.262
2019-06-04 09:00 | 43620.375 | 0.262 | 0.732
2019-06-04 10:00 | 43620.4167 | 0.27 | 0.503
2019-06-04 11:00 | 43620.4583 | 0.243 | 1.326
2019-06-04 12:00 | 43620.5 | 0.214 | 0.434
2019-06-04 13:00 | 43620.5417 | 0.279 | 0.596
2019-06-04 14:00 | 43620.5833 | 0.268 | 0.471
2019-06-04 15:00 | 43620.625 | 0.201 | 0.553
2019-06-04 16:00 | 43620.6667 | 0.219 | 0.418
2019-06-04 17:00 | 43620.7083 | 0.216 | 0.623
2019-06-04 18:00 | 43620.75 | 0.257 | 0.345
2019-06-04 19:00 | 43620.7917 | 0.211 | 0.366
2019-06-04 20:00 | 43620.8333 | 0.227 | 0.482
2019-06-04 21:00 | 43620.875 | 0.289 | 0.886
2019-06-04 22:00 | 43620.9167 | 0.341 | 0.981
2019-06-04 23:00 | 43620.9583 | 0.342 | 2.411
2019-06-05 | 43621 | 0.307 | 1.835
2019-06-05 01:00 | 43621.0417 | 0.322 | 0.88
2019-06-05 02:00 | 43621.0833 | 0.327 | 0.482
2019-06-05 03:00 | 43621.125 | 0.314 | 0.486
2019-06-05 04:00 | 43621.1667 | 0.306 | 0.478
2019-06-05 05:00 | 43621.2083 | 0.311 | 0.472
2019-06-05 06:00 | 43621.25 | 0.267 | 0.468
2019-06-05 07:00 | 43621.2917 | 0.2 | 0.63
2019-06-05 08:00 | 43621.3333 | 0.274 | 2
2019-06-05 09:00 | 43621.375 | 0.252 | 2.61
2019-06-05 10:00 | 43621.4167 | 0.252 | 0.977
2019-06-05 11:00 | 43621.4583 | 0.22 | 0.484
2019-06-05 12:00 | 43621.5 | 0.256 | 0.892
2019-06-05 13:00 | 43621.5417 | 0.27 | 0.697
2019-06-05 14:00 | 43621.5833 | 0.269 | 0.579
2019-06-05 15:00 | 43621.625 | 0.231 | 0.611
2019-06-05 16:00 | 43621.6667 | 0.228 | 0.456
2019-06-05 17:00 | 43621.7083 | 0.221 | 0.433
2019-06-05 18:00 | 43621.75 | 0.209 | 0.434
2019-06-05 19:00 | 43621.7917 | 0.356 | 0.635
2019-06-05 20:00 | 43621.8333 | 0.327 | 0.684
2019-06-05 21:00 | 43621.875 | 0.29 | 0.768
2019-06-05 22:00 | 43621.9167 | 0.354 | 1.608
2019-06-05 23:00 | 43621.9583 | 0.322 | 3.037
2019-06-06 | 43622 | 0.311 | 1.207
2019-06-06 01:00 | 43622.0417 | 0.296 | 0.445
2019-06-06 02:00 | 43622.0833 | 0.323 | 0.52
2019-06-06 03:00 | 43622.125 | 0.318 | 0.505
2019-06-06 04:00 | 43622.1667 | 0.306 | 0.509
2019-06-06 05:00 | 43622.2083 | 0.299 | 0.499
2019-06-06 06:00 | 43622.25 | 0.256 | 0.509
2019-06-06 07:00 | 43622.2917 | 0.237 | 1.718
2019-06-06 08:00 | 43622.3333 | 0.22 | 0.679
2019-06-06 09:00 | 43622.375 | 0.316 | 2.375
2019-06-06 10:00 | 43622.4167 | 0.257 | 1.345
2019-06-06 11:00 | 43622.4583 | 0.286 | 0.92
2019-06-06 12:00 | 43622.5 | 0.276 | 1.189
2019-06-06 13:00 | 43622.5417 | 0.319 | 0.797
2019-06-06 14:00 | 43622.5833 | 0.28 | 0.708
2019-06-06 15:00 | 43622.625 | 0.218 | 0.432
2019-06-06 16:00 | 43622.6667 | 0.213 | 0.649
2019-06-06 17:00 | 43622.7083 | 0.212 | 0.918
2019-06-06 18:00 | 43622.75 | 0.205 | 0.507
2019-06-06 19:00 | 43622.7917 | 0.239 | 0.353
2019-06-06 20:00 | 43622.8333 | 0.246 | 0.769
2019-06-06 21:00 | 43622.875 | 0.25 | 1.22
2019-06-06 22:00 | 43622.9167 | 0.301 | 1.351
2019-06-06 23:00 | 43622.9583 | 0.318 | 2.354
2019-06-07 | 43623 | 0.308 | 1.726
2019-06-07 01:00 | 43623.0417 | 0.293 | 1.222
2019-06-07 02:00 | 43623.0833 | 0.311 | 0.477
2019-06-07 03:00 | 43623.125 | 0.347 | 0.476
2019-06-07 04:00 | 43623.1667 | 0.303 | 0.482
2019-06-07 05:00 | 43623.2083 | 0.304 | 0.478
2019-06-07 06:00 | 43623.25 | 0.248 | 0.47
2019-06-07 07:00 | 43623.2917 | 0.197 | 0.691
2019-06-07 08:00 | 43623.3333 | 0.258 | 1.679
2019-06-07 09:00 | 43623.375 | 0.276 | 3.07
2019-06-07 10:00 | 43623.4167 | 0.268 | 0.446
2019-06-07 11:00 | 43623.4583 | 0.204 | 0.355
2019-06-07 12:00 | 43623.5 | 0.221 | 0.909
2019-06-07 13:00 | 43623.5417 | 0.251 | 0.599
2019-06-07 14:00 | 43623.5833 | 0.242 | 0.543
2019-06-07 15:00 | 43623.625 | 0.223 | 0.721
2019-06-07 16:00 | 43623.6667 | 0.244 | 0.652
2019-06-07 17:00 | 43623.7083 | 0.221 | 0.64
2019-06-07 18:00 | 43623.75 | 0.222 | 0.768
2019-06-07 19:00 | 43623.7917 | 0.247 | 0.887
2019-06-07 20:00 | 43623.8333 | 0.276 | 0.493
2019-06-07 21:00 | 43623.875 | 0.291 | 0.763
2019-06-07 22:00 | 43623.9167 | 0.288 | 0.811
2019-06-07 23:00 | 43623.9583 | 0.316 | 2.258
2019-06-08 | 43624 | 0.335 | 0.885
2019-06-08 01:00 | 43624.0417 | 0.301 | 0.666
2019-06-08 02:00 | 43624.0833 | 0.295 | 0.573
2019-06-08 03:00 | 43624.125 | 0.317 | 0.572
2019-06-08 04:00 | 43624.1667 | 0.313 | 0.556
2019-06-08 05:00 | 43624.2083 | 0.285 | 0.561
2019-06-08 06:00 | 43624.25 | 0.243 | 0.56
2019-06-08 07:00 | 43624.2917 | 0.207 | 0.513
2019-06-08 08:00 | 43624.3333 | 0.257 | 0.63
2019-06-08 09:00 | 43624.375 | 0.264 | 0.561
2019-06-08 10:00 | 43624.4167 | 0.371 | 1.841
2019-06-08 11:00 | 43624.4583 | 0.279 | 2.034
2019-06-08 12:00 | 43624.5 | 0.268 | 0.377
2019-06-08 13:00 | 43624.5417 | 0.354 | 0.754
2019-06-08 14:00 | 43624.5833 | 0.31 | 1.922
2019-06-08 15:00 | 43624.625 | 0.223 | 0.497
2019-06-08 16:00 | 43624.6667 | 0.203 | 0.494
2019-06-08 17:00 | 43624.7083 | 0.218 | 0.519
2019-06-08 18:00 | 43624.75 | 0.189 | 0.512
2019-06-08 19:00 | 43624.7917 | 0.193 | 0.487
2019-06-08 20:00 | 43624.8333 | 0.265 | 0.752
2019-06-08 21:00 | 43624.875 | 0.272 | 0.857
2019-06-08 22:00 | 43624.9167 | 0.312 | 0.756
2019-06-08 23:00 | 43624.9583 | 0.302 | 2.221
2019-06-09 | 43625 | 0.304 | 1.937
2019-06-09 01:00 | 43625.0417 | 0.305 | 0.887
2019-06-09 02:00 | 43625.0833 | 0.304 | 0.411
2019-06-09 03:00 | 43625.125 | 0.302 | 0.586
2019-06-09 04:00 | 43625.1667 | 0.339 | 0.399
2019-06-09 05:00 | 43625.2083 | 0.306 | 0.574
2019-06-09 06:00 | 43625.25 | 0.269 | 0.554
2019-06-09 07:00 | 43625.2917 | 0.202 | 0.519
2019-06-09 08:00 | 43625.3333 | 0.257 | 0.416
2019-06-09 09:00 | 43625.375 | 0.244 | 1.136
2019-06-09 10:00 | 43625.4167 | 0.251 | 1.61
2019-06-09 11:00 | 43625.4583 | 0.195 | 0.866
2019-06-09 12:00 | 43625.5 | 0.192 | 0.544
2019-06-09 13:00 | 43625.5417 | 0.266 | 0.786
2019-06-09 14:00 | 43625.5833 | 0.221 | 0.626
2019-06-09 15:00 | 43625.625 | 0.186 | 1.572
2019-06-09 16:00 | 43625.6667 | 0.205 | 0.978
2019-06-09 17:00 | 43625.7083 | 0.237 | 0.551
2019-06-09 18:00 | 43625.75 | 0.308 | 0.6
2019-06-09 19:00 | 43625.7917 | 0.444 | 0.589
2019-06-09 20:00 | 43625.8333 | 0.358 | 0.605
2019-06-09 21:00 | 43625.875 | 0.261 | 0.576
2019-06-09 22:00 | 43625.9167 | 0.29 | 1.16
2019-06-09 23:00 | 43625.9583 | 0.31 | 2.28
2019-06-10 | 43626 | 0.29 | 1.116
2019-06-10 01:00 | 43626.0417 | 0.283 | 0.601
2019-06-10 02:00 | 43626.0833 | 0.289 | 0.541
2019-06-10 03:00 | 43626.125 | 0.297 | 0.582
2019-06-10 04:00 | 43626.1667 | 0.283 | 0.606
2019-06-10 05:00 | 43626.2083 | 0.288 | 0.579
2019-06-10 06:00 | 43626.25 | 0.232 | 0.681
2019-06-10 07:00 | 43626.2917 | 0.207 | 2.33
2019-06-10 08:00 | 43626.3333 | 0.222 | 1.868
2019-06-10 09:00 | 43626.375 | 0.265 | 2.368
2019-06-10 10:00 | 43626.4167 | 0.239 | 0.954
2019-06-10 11:00 | 43626.4583 | 0.222 | 0.372
2019-06-10 12:00 | 43626.5 | 0.288 | 0.37
2019-06-10 13:00 | 43626.5417 | 0.335 | 1.031
2019-06-10 14:00 | 43626.5833 | 0.246 | 0.472
2019-06-10 15:00 | 43626.625 | 0.222 | 1.908
2019-06-10 16:00 | 43626.6667 | 0.194 | 0.524
2019-06-10 17:00 | 43626.7083 | 0.223 | 0.326
2019-06-10 18:00 | 43626.75 | 0.206 | 0.545
2019-06-10 19:00 | 43626.7917 | 0.18 | 0.502
2019-06-10 20:00 | 43626.8333 | 0.225 | 0.532
2019-06-10 21:00 | 43626.875 | 0.253 | 0.888
2019-06-10 22:00 | 43626.9167 | 0.292 | 0.823
2019-06-10 23:00 | 43626.9583 | 0.32 | 1.091
2019-06-11 | 43627 | 0.289 | 2.037
2019-06-11 01:00 | 43627.0417 | 0.276 | 0.597
2019-06-11 02:00 | 43627.0833 | 0.328 | 0.536
2019-06-11 03:00 | 43627.125 | 0.292 | 0.5
2019-06-11 04:00 | 43627.1667 | 0.285 | 0.509
2019-06-11 05:00 | 43627.2083 | 0.417 | 0.602
2019-06-11 06:00 | 43627.25 | 0.263 | 0.528
2019-06-11 07:00 | 43627.2917 | 0.2 | 0.887
2019-06-11 08:00 | 43627.3333 | 0.24 | 3.399
2019-06-11 09:00 | 43627.375 | 0.263 | 1.873
2019-06-11 10:00 | 43627.4167 | 0.22 | 1.075
2019-06-11 11:00 | 43627.4583 | 0.227 | 1.12
2019-06-11 12:00 | 43627.5 | 0.26 | 0.522
2019-06-11 13:00 | 43627.5417 | 0.338 | 0.575
2019-06-11 14:00 | 43627.5833 | 0.321 | 0.46
2019-06-11 15:00 | 43627.625 | 0.233 | 0.488
2019-06-11 16:00 | 43627.6667 | 0.236 | 0.403
2019-06-11 17:00 | 43627.7083 | 0.202 | 0.5
2019-06-11 18:00 | 43627.75 | 0.261 | 0.825
2019-06-11 19:00 | 43627.7917 | 0.758 | 0.429
2019-06-11 20:00 | 43627.8333 | 0.665 | 0.422
2019-06-11 21:00 | 43627.875 | 0.673 | 0.863
2019-06-11 22:00 | 43627.9167 | 0.7 | 1.098
2019-06-11 23:00 | 43627.9583 | 0.682 | 2.332
2019-06-12 | 43628 | 0.54 | 1.346
2019-06-12 01:00 | 43628.0417 | 0.401 | 0.478
2019-06-12 02:00 | 43628.0833 | 0.381 | 0.556
2019-06-12 03:00 | 43628.125 | 0.383 | 0.546
2019-06-12 04:00 | 43628.1667 | 0.457 | 0.54
2019-06-12 05:00 | 43628.2083 | 0.337 | 0.539
2019-06-12 06:00 | 43628.25 | 0.284 | 0.541
2019-06-12 07:00 | 43628.2917 | 0.245 | 1.753
2019-06-12 08:00 | 43628.3333 | 0.563 | 2.109
2019-06-12 09:00 | 43628.375 | 0.522 | 2.193
2019-06-12 10:00 | 43628.4167 | 0.601 | 0.65
2019-06-12 11:00 | 43628.4583 | 1.124 | 0.4
2019-06-12 12:00 | 43628.5 | 0.506 | 0.689
2019-06-12 13:00 | 43628.5417 | 2.295 | 1.157
2019-06-12 14:00 | 43628.5833 | 0.828 | 0.618
2019-06-12 15:00 | 43628.625 | 0.74 | 0.45
2019-06-12 16:00 | 43628.6667 | 0.627 | 0.504
2019-06-12 17:00 | 43628.7083 | 0.624 | 0.441
2019-06-12 18:00 | 43628.75 | 0.56 | 0.496
2019-06-12 19:00 | 43628.7917 | 0.559 | 0.527
2019-06-12 20:00 | 43628.8333 | 1.044 | 0.541
2019-06-12 21:00 | 43628.875 | 0.608 | 1.331
2019-06-12 22:00 | 43628.9167 | 0.505 | 0.969
2019-06-12 23:00 | 43628.9583 | 0.489 | 2.268
2019-06-13 | 43629 | 0.466 | 1.759
2019-06-13 01:00 | 43629.0417 | 0.37 | 0.419
2019-06-13 02:00 | 43629.0833 | 0.329 | 0.425
2019-06-13 03:00 | 43629.125 | 0.331 | 0.674
2019-06-13 04:00 | 43629.1667 | 0.493 | 0.501
2019-06-13 05:00 | 43629.2083 | 0.358 | 0.5
2019-06-13 06:00 | 43629.25 | 0.314 | 0.495
2019-06-13 07:00 | 43629.2917 | 0.417 | 1.496
2019-06-13 08:00 | 43629.3333 | 0.459 | 2.376
2019-06-13 09:00 | 43629.375 | 0.553 | 1.219
2019-06-13 10:00 | 43629.4167 | 0.501 | 1.734
2019-06-13 11:00 | 43629.4583 | 0.416 | 0.347
2019-06-13 12:00 | 43629.5 | 1.036 | 0.348
2019-06-13 13:00 | 43629.5417 | 0.813 | 0.348
2019-06-13 14:00 | 43629.5833 | 0.617 | 0.602
2019-06-13 15:00 | 43629.625 | 0.54 | 0.409
2019-06-13 16:00 | 43629.6667 | 0.933 | 0.359
2019-06-13 17:00 | 43629.7083 | 0.551 | 0.384
2019-06-13 18:00 | 43629.75 | 0.561 | 0.374
2019-06-13 19:00 | 43629.7917 | 0.426 | 0.512
2019-06-13 20:00 | 43629.8333 | 0.743 | 0.533
2019-06-13 21:00 | 43629.875 | 0.521 | 0.91
2019-06-13 22:00 | 43629.9167 | 0.57 | 1.063
2019-06-13 23:00 | 43629.9583 | 0.518 | 2.244
2019-06-14 | 43630 | 0.459 | 1.048
2019-06-14 01:00 | 43630.0417 | 0.437 | 0.553
2019-06-14 02:00 | 43630.0833 | 0.347 | 0.363
2019-06-14 03:00 | 43630.125 | 0.338 | 0.644
2019-06-14 04:00 | 43630.1667 | 0.315 | 0.487
2019-06-14 05:00 | 43630.2083 | 0.346 | 0.484
2019-06-14 06:00 | 43630.25 | 0.397 | 0.487
2019-06-14 07:00 | 43630.2917 | 0.287 | 1.906
2019-06-14 08:00 | 43630.3333 | 0.401 | 1.558
2019-06-14 09:00 | 43630.375 | 0.508 | 2.296
2019-06-14 10:00 | 43630.4167 | 1.277 | 0.588
2019-06-14 11:00 | 43630.4583 | 1.446 | 0.359
2019-06-14 12:00 | 43630.5 | 0.569 | 0.318
2019-06-14 13:00 | 43630.5417 | 0.66 | 0.276
2019-06-14 14:00 | 43630.5833 | 0.674 | 0.334
2019-06-14 15:00 | 43630.625 | 0.478 | 0.428
2019-06-14 16:00 | 43630.6667 | 0.526 | 0.433
2019-06-14 17:00 | 43630.7083 | 0.48 | 0.605
2019-06-14 18:00 | 43630.75 | 0.47 | 0.517
2019-06-14 19:00 | 43630.7917 | 0.408 | 0.607
2019-06-14 20:00 | 43630.8333 | 0.596 | 0.53
2019-06-14 21:00 | 43630.875 | 0.537 | 0.519
2019-06-14 22:00 | 43630.9167 | 0.511 | 1.094
2019-06-14 23:00 | 43630.9583 | 0.495 | 2.16
2019-06-15 | 43631 | 0.479 | 0.669
2019-06-15 01:00 | 43631.0417 | 0.596 | 0.446
2019-06-15 02:00 | 43631.0833 | 0.521 | 0.53
2019-06-15 03:00 | 43631.125 | 0.468 | 0.555
2019-06-15 04:00 | 43631.1667 | 0.397 | 0.485
2019-06-15 05:00 | 43631.2083 | 0.385 | 0.526
2019-06-15 06:00 | 43631.25 | 0.338 | 0.585
2019-06-15 07:00 | 43631.2917 | 0.295 | 0.357
2019-06-15 08:00 | 43631.3333 | 0.542 | 0.386
2019-06-15 09:00 | 43631.375 | 0.82 | 0.803
2019-06-15 10:00 | 43631.4167 | 0.688 | 1.805
2019-06-15 11:00 | 43631.4583 | 1.832 | 0.922
2019-06-15 12:00 | 43631.5 | 2.139 | 1.523
2019-06-15 13:00 | 43631.5417 | 1.649 | 1.464
2019-06-15 14:00 | 43631.5833 | 1.912 | 0.862
2019-06-15 15:00 | 43631.625 | 1.172 | 0.338
2019-06-15 16:00 | 43631.6667 | 0.62 | 0.359
2019-06-15 17:00 | 43631.7083 | 0.683 | 0.393
2019-06-15 18:00 | 43631.75 | 0.604 | 0.626
2019-06-15 19:00 | 43631.7917 | 0.448 | 0.658
2019-06-15 20:00 | 43631.8333 | 0.451 | 0.905
2019-06-15 21:00 | 43631.875 | 0.574 | 0.485
2019-06-15 22:00 | 43631.9167 | 0.476 | 1.893
2019-06-15 23:00 | 43631.9583 | 0.526 | 2.821
2019-06-16 | 43632 | 0.478 | 1.876
2019-06-16 01:00 | 43632.0417 | 0.419 | 0.739
2019-06-16 02:00 | 43632.0833 | 0.343 | 0.44
2019-06-16 03:00 | 43632.125 | 0.344 | 0.612
2019-06-16 04:00 | 43632.1667 | 0.34 | 0.516
2019-06-16 05:00 | 43632.2083 | 0.336 | 0.524
2019-06-16 06:00 | 43632.25 | 0.293 | 0.543
2019-06-16 07:00 | 43632.2917 | 0.386 | 0.58
2019-06-16 08:00 | 43632.3333 | 0.538 | 0.54
2019-06-16 09:00 | 43632.375 | 0.513 | 0.731
2019-06-16 10:00 | 43632.4167 | 0.499 | 0.544
2019-06-16 11:00 | 43632.4583 | 0.558 | 1.622
2019-06-16 12:00 | 43632.5 | 0.516 | 0.441
2019-06-16 13:00 | 43632.5417 | 0.57 | 0.552
2019-06-16 14:00 | 43632.5833 | 0.735 | 0.356
2019-06-16 15:00 | 43632.625 | 0.507 | 1.083
2019-06-16 16:00 | 43632.6667 | 0.415 | 0.336
2019-06-16 17:00 | 43632.7083 | 0.401 | 0.312
2019-06-16 18:00 | 43632.75 | 0.371 | 0.384
2019-06-16 19:00 | 43632.7917 | 0.364 | 0.32
2019-06-16 20:00 | 43632.8333 | 0.931 | 0.373
2019-06-16 21:00 | 43632.875 | 1.169 | 1.615
2019-06-16 22:00 | 43632.9167 | 0.472 | 1.191
2019-06-16 23:00 | 43632.9583 | 0.524 | 3.821
2019-06-17 | 43633 | 0.485 | 2.565
2019-06-17 01:00 | 43633.0417 | 0.437 | 1.237
2019-06-17 02:00 | 43633.0833 | 0.344 | 0.401
2019-06-17 03:00 | 43633.125 | 0.356 | 0.384
2019-06-17 04:00 | 43633.1667 | 0.339 | 0.376
2019-06-17 05:00 | 43633.2083 | 0.441 | 0.464
2019-06-17 06:00 | 43633.25 | 0.503 | 1.483
2019-06-17 07:00 | 43633.2917 | 0.374 | 0.891
2019-06-17 08:00 | 43633.3333 | 0.484 | 1.557
2019-06-17 09:00 | 43633.375 | 0.571 | 1.06
2019-06-17 10:00 | 43633.4167 | 0.528 | 2.016
2019-06-17 11:00 | 43633.4583 | 0.397 | 0.304
2019-06-17 12:00 | 43633.5 | 0.644 | 0.897
2019-06-17 13:00 | 43633.5417 | 0.803 | 0.737
2019-06-17 14:00 | 43633.5833 | 0.565 | 0.382
2019-06-17 15:00 | 43633.625 | 0.474 | 0.407
2019-06-17 16:00 | 43633.6667 | 1 | 0.422
2019-06-17 17:00 | 43633.7083 | 0.581 | 1.578
2019-06-17 18:00 | 43633.75 | 0.482 | 0.449
2019-06-17 19:00 | 43633.7917 | 0.491 | 0.433
2019-06-17 20:00 | 43633.8333 | 1.153 | 0.454
2019-06-17 21:00 | 43633.875 | 0.466 | 0.729
2019-06-17 22:00 | 43633.9167 | 0.498 | 0.919
2019-06-17 23:00 | 43633.9583 | 0.487 | 0.711
2019-06-18 | 43634 | 0.456 | 0.582
2019-06-18 01:00 | 43634.0417 | 0.411 | 0.516
2019-06-18 02:00 | 43634.0833 | 0.347 | 0.507
2019-06-18 03:00 | 43634.125 | 0.34 | 0.527
2019-06-18 04:00 | 43634.1667 | 0.333 | 0.364
2019-06-18 05:00 | 43634.2083 | 0.315 | 0.506
2019-06-18 06:00 | 43634.25 | 0.484 | 0.527
2019-06-18 07:00 | 43634.2917 | 0.359 | 1.918
2019-06-18 08:00 | 43634.3333 | 0.471 | 1.902
2019-06-18 09:00 | 43634.375 | 0.575 | 1.868
2019-06-18 10:00 | 43634.4167 | 0.463 | 0.961
2019-06-18 11:00 | 43634.4583 | 0.441 | 0.309
2019-06-18 12:00 | 43634.5 | 1.058 | 0.286
2019-06-18 13:00 | 43634.5417 | 1.268 | 1.198
2019-06-18 14:00 | 43634.5833 | 0.601 | 0.73
2019-06-18 15:00 | 43634.625 | 0.61 | 0.356
2019-06-18 16:00 | 43634.6667 | 0.612 | 0.388
2019-06-18 17:00 | 43634.7083 | 0.576 | 0.342
2019-06-18 18:00 | 43634.75 | 0.512 | 0.364
2019-06-18 19:00 | 43634.7917 | 0.743 | 0.387
2019-06-18 20:00 | 43634.8333 | 0.767 | 0.499
2019-06-18 21:00 | 43634.875 | 0.56 | 0.52
2019-06-18 22:00 | 43634.9167 | 0.553 | 0.7
2019-06-18 23:00 | 43634.9583 | 0.555 | 1.984
2019-06-19 | 43635 | 0.578 | 0.86
2019-06-19 01:00 | 43635.0417 | 0.466 | 0.475
2019-06-19 02:00 | 43635.0833 | 0.478 | 0.515
2019-06-19 03:00 | 43635.125 | 0.473 | 0.444
2019-06-19 04:00 | 43635.1667 | 0.463 | 0.532
2019-06-19 05:00 | 43635.2083 | 0.652 | 0.606
2019-06-19 06:00 | 43635.25 | 0.408 | 0.36
2019-06-19 07:00 | 43635.2917 | 0.375 | 0.606
2019-06-19 08:00 | 43635.3333 | 0.521 | 0.842
2019-06-19 09:00 | 43635.375 | 0.496 | 1.992
2019-06-19 10:00 | 43635.4167 | 0.427 | 0.387
2019-06-19 11:00 | 43635.4583 | 0.614 | 1.375
2019-06-19 12:00 | 43635.5 | 0.708 | 0.282
2019-06-19 13:00 | 43635.5417 | 0.915 | 0.297
2019-06-19 14:00 | 43635.5833 | 0.481 | 0.329
2019-06-19 15:00 | 43635.625 | 0.427 | 0.343
2019-06-19 16:00 | 43635.6667 | 0.456 | 0.38
2019-06-19 17:00 | 43635.7083 | 0.478 | 0.339
2019-06-19 18:00 | 43635.75 | 0.402 | 0.311
2019-06-19 19:00 | 43635.7917 | 0.415 | 0.372
2019-06-19 20:00 | 43635.8333 | 0.824 | 0.446
2019-06-19 21:00 | 43635.875 | 1.311 | 0.784
2019-06-19 22:00 | 43635.9167 | 1.029 | 0.645
2019-06-19 23:00 | 43635.9583 | 0.551 | 2.019
2019-06-20 | 43636 | 0.492 | 1.74
2019-06-20 01:00 | 43636.0417 | 0.449 | 0.466
2019-06-20 02:00 | 43636.0833 | 0.365 | 0.48
2019-06-20 03:00 | 43636.125 | 0.378 | 0.386
2019-06-20 04:00 | 43636.1667 | 0.357 | 0.483
2019-06-20 05:00 | 43636.2083 | 0.366 | 0.363
2019-06-20 06:00 | 43636.25 | 0.335 | 0.461
2019-06-20 07:00 | 43636.2917 | 0.44 | 0.359
2019-06-20 08:00 | 43636.3333 | 0.606 | 2.037
2019-06-20 09:00 | 43636.375 | 0.453 | 2.199
2019-06-20 10:00 | 43636.4167 | 0.461 | 0.715
2019-06-20 11:00 | 43636.4583 | 0.568 | 0.36
2019-06-20 12:00 | 43636.5 | 0.249 | 0.32
2019-06-20 13:00 | 43636.5417 | 0.251 | 0.318
2019-06-20 14:00 | 43636.5833 | 0.286 | 0.564
2019-06-20 15:00 | 43636.625 | 0.219 | 0.405
2019-06-20 16:00 | 43636.6667 | 0.569 | 0.37
2019-06-20 17:00 | 43636.7083 | 0.213 | 0.922
2019-06-20 18:00 | 43636.75 | 0.205 | 0.657
2019-06-20 19:00 | 43636.7917 | 0.22 | 0.555
2019-06-20 20:00 | 43636.8333 | 0.246 | 0.566
2019-06-20 21:00 | 43636.875 | 0.269 | 0.7
2019-06-20 22:00 | 43636.9167 | 0.316 | 1.616
2019-06-20 23:00 | 43636.9583 | 0.316 | 2.388
2019-06-21 | 43637 | 0.297 | 1.174
2019-06-21 01:00 | 43637.0417 | 0.32 | 0.843
2019-06-21 02:00 | 43637.0833 | 0.308 | 0.646
2019-06-21 03:00 | 43637.125 | 0.312 | 0.632
2019-06-21 04:00 | 43637.1667 | 0.302 | 0.483
2019-06-21 05:00 | 43637.2083 | 0.29 | 0.504
2019-06-21 06:00 | 43637.25 | 0.286 | 0.375
2019-06-21 07:00 | 43637.2917 | 0.178 | 0.536
2019-06-21 08:00 | 43637.3333 | 0.259 | 2.233
2019-06-21 09:00 | 43637.375 | 0.259 | 1.582
2019-06-21 10:00 | 43637.4167 | 0.213 | 2.283
2019-06-21 11:00 | 43637.4583 | 0.292 | 0.309
2019-06-21 12:00 | 43637.5 | 0.279 | 0.308
2019-06-21 13:00 | 43637.5417 | 0.294 | 0.766
2019-06-21 14:00 | 43637.5833 | 0.411 | 0.347
2019-06-21 15:00 | 43637.625 | 0.324 | 0.593
2019-06-21 16:00 | 43637.6667 | 0.257 | 0.329
2019-06-21 17:00 | 43637.7083 | 0.25 | 0.363
2019-06-21 18:00 | 43637.75 | 0.2 | 0.535
2019-06-21 19:00 | 43637.7917 | 0.2 | 0.481
2019-06-21 20:00 | 43637.8333 | 0.219 | 0.681
2019-06-21 21:00 | 43637.875 | 0.266 | 0.607
2019-06-21 22:00 | 43637.9167 | 0.291 | 0.959
2019-06-21 23:00 | 43637.9583 | 0.288 | 3.048
2019-06-22 | 43638 | 0.306 | 1.856
2019-06-22 01:00 | 43638.0417 | 0.317 | 0.487
2019-06-22 02:00 | 43638.0833 | 0.305 | 0.413
2019-06-22 03:00 | 43638.125 | 0.303 | 0.648
2019-06-22 04:00 | 43638.1667 | 0.282 | 0.592
2019-06-22 05:00 | 43638.2083 | 0.301 | 0.56
2019-06-22 06:00 | 43638.25 | 0.219 | 0.491
2019-06-22 07:00 | 43638.2917 | 0.207 | 0.366
2019-06-22 08:00 | 43638.3333 | 0.212 | 0.372
2019-06-22 09:00 | 43638.375 | 0.306 | 0.473
2019-06-22 10:00 | 43638.4167 | 0.256 | 0.76
2019-06-22 11:00 | 43638.4583 | 0.245 | 1.966
2019-06-22 12:00 | 43638.5 | 0.231 | 0.458
2019-06-22 13:00 | 43638.5417 | 0.326 | 1.222
2019-06-22 14:00 | 43638.5833 | 0.288 | 1.121
2019-06-22 15:00 | 43638.625 | 0.269 | 0.329
2019-06-22 16:00 | 43638.6667 | 0.237 | 0.318
2019-06-22 17:00 | 43638.7083 | 0.365 | 0.338
2019-06-22 18:00 | 43638.75 | 0.212 | 0.354
2019-06-22 19:00 | 43638.7917 | 0.214 | 0.332
2019-06-22 20:00 | 43638.8333 | 0.229 | 1.041
2019-06-22 21:00 | 43638.875 | 0.266 | 0.591
2019-06-22 22:00 | 43638.9167 | 0.297 | 1.073
2019-06-22 23:00 | 43638.9583 | 0.309 | 2.176
2019-06-23 | 43639 | 0.296 | 1.657
2019-06-23 01:00 | 43639.0417 | 0.302 | 0.559
2019-06-23 02:00 | 43639.0833 | 0.309 | 0.412
2019-06-23 03:00 | 43639.125 | 0.301 | 0.402
2019-06-23 04:00 | 43639.1667 | 0.296 | 0.45
2019-06-23 05:00 | 43639.2083 | 0.308 | 0.396
2019-06-23 06:00 | 43639.25 | 0.251 | 0.399
2019-06-23 07:00 | 43639.2917 | 0.186 | 0.375
2019-06-23 08:00 | 43639.3333 | 0.263 | 0.458
2019-06-23 09:00 | 43639.375 | 0.289 | 0.453
2019-06-23 10:00 | 43639.4167 | 0.28 | 0.527
2019-06-23 11:00 | 43639.4583 | 0.229 | 1.081
2019-06-23 12:00 | 43639.5 | 0.202 | 1.495
2019-06-23 13:00 | 43639.5417 | 0.258 | 2.176
2019-06-23 14:00 | 43639.5833 | 0.716 | 0.368
2019-06-23 15:00 | 43639.625 | 0.906 | 0.38
2019-06-23 16:00 | 43639.6667 | 0.483 | 0.5
2019-06-23 17:00 | 43639.7083 | 0.558 | 0.439
2019-06-23 18:00 | 43639.75 | 0.989 | 0.436
2019-06-23 19:00 | 43639.7917 | 0.446 | 0.361
2019-06-23 20:00 | 43639.8333 | 0.97 | 0.643
2019-06-23 21:00 | 43639.875 | 0.542 | 0.869
2019-06-23 22:00 | 43639.9167 | 0.494 | 1.926
2019-06-23 23:00 | 43639.9583 | 0.658 | 2.409
2019-06-24 | 43640 | 0.486 | 1.802
2019-06-24 01:00 | 43640.0417 | 0.396 | 1.062
2019-06-24 02:00 | 43640.0833 | 0.439 | 0.441
2019-06-24 03:00 | 43640.125 | 0.421 | 0.387
2019-06-24 04:00 | 43640.1667 | 0.48 | 0.369
2019-06-24 05:00 | 43640.2083 | 0.471 | 0.366
2019-06-24 06:00 | 43640.25 | 0.458 | 0.451
2019-06-24 07:00 | 43640.2917 | 0.507 | 1.911
2019-06-24 08:00 | 43640.3333 | 0.549 | 2.055
2019-06-24 09:00 | 43640.375 | 0.833 | 1.296
2019-06-24 10:00 | 43640.4167 | 0.656 | 1.019
2019-06-24 11:00 | 43640.4583 | 0.408 | 0.698
2019-06-24 12:00 | 43640.5 | 0.822 | 0.69
2019-06-24 13:00 | 43640.5417 | 0.956 | 1.588
2019-06-24 14:00 | 43640.5833 | 0.508 | 1.101
2019-06-24 15:00 | 43640.625 | 0.445 | 2.183
2019-06-24 16:00 | 43640.6667 | 0.601 | 1.02
2019-06-24 17:00 | 43640.7083 | 0.556 | 0.448
2019-06-24 18:00 | 43640.75 | 0.578 | 0.489
2019-06-24 19:00 | 43640.7917 | 0.512 | 2.098
2019-06-24 20:00 | 43640.8333 | 0.551 | 0.763
2019-06-24 21:00 | 43640.875 | 0.585 | 2.117
2019-06-24 22:00 | 43640.9167 | 0.557 | 0.788
2019-06-24 23:00 | 43640.9583 | 0.534 | 0.631
2019-06-25 | 43641 | 0.463 | 0.598
2019-06-25 01:00 | 43641.0417 | 0.397 | 0.444
2019-06-25 02:00 | 43641.0833 | 0.349 | 0.385
2019-06-25 03:00 | 43641.125 | 0.333 | 0.445
2019-06-25 04:00 | 43641.1667 | 0.348 | 0.381
2019-06-25 05:00 | 43641.2083 | 0.341 | 0.377
2019-06-25 06:00 | 43641.25 | 0.566 | 0.373
2019-06-25 07:00 | 43641.2917 | 0.338 | 0.485
2019-06-25 08:00 | 43641.3333 | 0.543 | 1.801
2019-06-25 09:00 | 43641.375 | 0.544 | 0.345
2019-06-25 10:00 | 43641.4167 | 0.367 | 0.378
2019-06-25 11:00 | 43641.4583 | 0.424 | 0.346
2019-06-25 12:00 | 43641.5 | 0.548 | 0.32
2019-06-25 13:00 | 43641.5417 | 1.539 | 0.853
2019-06-25 14:00 | 43641.5833 | 0.641 | 1.034
2019-06-25 15:00 | 43641.625 | 0.468 | 0.545
2019-06-25 16:00 | 43641.6667 | 0.402 | 0.84
2019-06-25 17:00 | 43641.7083 | 0.483 | 0.395
2019-06-25 18:00 | 43641.75 | 0.502 | 0.418
2019-06-25 19:00 | 43641.7917 | 0.414 | 0.499
2019-06-25 20:00 | 43641.8333 | 1.174 | 0.434
2019-06-25 21:00 | 43641.875 | 0.517 | 0.821
2019-06-25 22:00 | 43641.9167 | 0.458 | 0.741
2019-06-25 23:00 | 43641.9583 | 0.502 | 2.056
2019-06-26 | 43642 | 0.461 | 2.306
2019-06-26 01:00 | 43642.0417 | 0.47 | 1.224
2019-06-26 02:00 | 43642.0833 | 0.334 | 0.484
2019-06-26 03:00 | 43642.125 | 0.353 | 0.437
2019-06-26 04:00 | 43642.1667 | 0.345 | 0.423
2019-06-26 05:00 | 43642.2083 | 0.336 | 0.407
2019-06-26 06:00 | 43642.25 | 0.497 | 0.42
2019-06-26 07:00 | 43642.2917 | 0.332 | 0.403
2019-06-26 08:00 | 43642.3333 | 0.616 | 0.47
2019-06-26 09:00 | 43642.375 | 0.456 | 1.737
2019-06-26 10:00 | 43642.4167 | 0.494 | 0.601
2019-06-26 11:00 | 43642.4583 | 0.472 | 0.682
2019-06-26 12:00 | 43642.5 | 0.659 | 0.608
2019-06-26 13:00 | 43642.5417 | 1.166 | 0.733
2019-06-26 14:00 | 43642.5833 | 1.66 | 0.416
2019-06-26 15:00 | 43642.625 | 1.052 | 0.436
2019-06-26 16:00 | 43642.6667 | 0.546 | 0.432
2019-06-26 17:00 | 43642.7083 | 0.519 | 0.379
2019-06-26 18:00 | 43642.75 | 0.466 | 0.366
2019-06-26 19:00 | 43642.7917 | 0.415 | 0.375
2019-06-26 20:00 | 43642.8333 | 1.393 | 0.457
2019-06-26 21:00 | 43642.875 | 0.472 | 0.433
2019-06-26 22:00 | 43642.9167 | 0.481 | 0.876
2019-06-26 23:00 | 43642.9583 | 0.501 | 2.134
2019-06-27 | 43643 | 0.442 | 1.853
2019-06-27 01:00 | 43643.0417 | 0.35 | 0.947
2019-06-27 02:00 | 43643.0833 | 0.388 | 0.455
2019-06-27 03:00 | 43643.125 | 0.356 | 0.435
2019-06-27 04:00 | 43643.1667 | 0.341 | 0.41
2019-06-27 05:00 | 43643.2083 | 0.346 | 0.518
2019-06-27 06:00 | 43643.25 | 0.455 | 0.498
2019-06-27 07:00 | 43643.2917 | 0.827 | 0.406
2019-06-27 08:00 | 43643.3333 | 0.732 | 1.987
2019-06-27 09:00 | 43643.375 | 0.792 | 2.118
2019-06-27 10:00 | 43643.4167 | 0.68 | 1
2019-06-27 11:00 | 43643.4583 | 0.652 | 0.573
2019-06-27 12:00 | 43643.5 | 0.67 | 0.948
2019-06-27 13:00 | 43643.5417 | 0.899 | 0.338
2019-06-27 14:00 | 43643.5833 | 0.697 | 0.426
2019-06-27 15:00 | 43643.625 | 0.539 | 0.495
2019-06-27 16:00 | 43643.6667 | 0.49 | 0.508
2019-06-27 17:00 | 43643.7083 | 0.848 | 0.791
2019-06-27 18:00 | 43643.75 | 1.654 | 0.4
2019-06-27 19:00 | 43643.7917 | 1.051 | 0.394
2019-06-27 20:00 | 43643.8333 | 0.875 | 0.37
2019-06-27 21:00 | 43643.875 | 1.121 | 0.671
2019-06-27 22:00 | 43643.9167 | 0.918 | 1.056
2019-06-27 23:00 | 43643.9583 | 0.492 | 2.093
2019-06-28 | 43644 | 0.502 | 1.833
2019-06-28 01:00 | 43644.0417 | 0.404 | 1.219
2019-06-28 02:00 | 43644.0833 | 0.353 | 0.387
2019-06-28 03:00 | 43644.125 | 0.35 | 0.324
2019-06-28 04:00 | 43644.1667 | 0.356 | 0.307
2019-06-28 05:00 | 43644.2083 | 0.408 | 0.3
2019-06-28 06:00 | 43644.25 | 0.667 | 0.353
2019-06-28 07:00 | 43644.2917 | 0.369 | 0.393
2019-06-28 08:00 | 43644.3333 | 0.693 | 1.188
2019-06-28 09:00 | 43644.375 | 0.564 | 2.725
2019-06-28 10:00 | 43644.4167 | 0.345 | 0.916
2019-06-28 11:00 | 43644.4583 | 0.314 | 0.363
2019-06-28 12:00 | 43644.5 | 0.32 | 0.329
2019-06-28 13:00 | 43644.5417 | 0.363 | 0.327
2019-06-28 14:00 | 43644.5833 | 0.32 | 0.962
2019-06-28 15:00 | 43644.625 | 0.276 | 0.524
2019-06-28 16:00 | 43644.6667 | 0.273 | 0.412
2019-06-28 17:00 | 43644.7083 | 0.25 | 0.38
2019-06-28 18:00 | 43644.75 | 0.226 | 0.414
2019-06-28 19:00 | 43644.7917 | 0.223 | 0.55
2019-06-28 20:00 | 43644.8333 | 0.249 | 0.464
2019-06-28 21:00 | 43644.875 | 0.279 | 0.422
2019-06-28 22:00 | 43644.9167 | 0.303 | 0.62
2019-06-28 23:00 | 43644.9583 | 0.321 | 1.94
2019-06-29 | 43645 | 0.322 | 1.755
2019-06-29 01:00 | 43645.0417 | 0.321 | 0.918
2019-06-29 02:00 | 43645.0833 | 0.321 | 0.457
2019-06-29 03:00 | 43645.125 | 0.322 | 0.443
2019-06-29 04:00 | 43645.1667 | 0.314 | 0.437
2019-06-29 05:00 | 43645.2083 | 0.314 | 0.486
2019-06-29 06:00 | 43645.25 | 0.281 | 0.432
2019-06-29 07:00 | 43645.2917 | 0.212 | 0.421
2019-06-29 08:00 | 43645.3333 | 0.237 | 0.437
2019-06-29 09:00 | 43645.375 | 0.23 | 0.534
2019-06-29 10:00 | 43645.4167 | 0.588 | 1.123
2019-06-29 11:00 | 43645.4583 | 0.363 | 0.648
2019-06-29 12:00 | 43645.5 | 0.198 | 0.634
2019-06-29 13:00 | 43645.5417 | 0.253 | 1.637
2019-06-29 14:00 | 43645.5833 | 0.292 | 1.314
2019-06-29 15:00 | 43645.625 | 0.232 | 0.402
2019-06-29 16:00 | 43645.6667 | 0.227 | 0.456
2019-06-29 17:00 | 43645.7083 | 0.2 | 0.432
2019-06-29 18:00 | 43645.75 | 0.196 | 0.353
2019-06-29 19:00 | 43645.7917 | 0.204 | 0.354
2019-06-29 20:00 | 43645.8333 | 0.242 | 0.399
2019-06-29 21:00 | 43645.875 | 0.26 | 1.539
2019-06-29 22:00 | 43645.9167 | 0.293 | 1.055
2019-06-29 23:00 | 43645.9583 | 0.298 | 2.535
2019-06-30 | 43646 | 0.296 | 1.058
2019-06-30 01:00 | 43646.0417 | 0.306 | 0.524
2019-06-30 02:00 | 43646.0833 | 0.307 | 0.419
2019-06-30 03:00 | 43646.125 | 0.306 | 0.378
2019-06-30 04:00 | 43646.1667 | 0.301 | 0.378
2019-06-30 05:00 | 43646.2083 | 0.298 | 0.378
2019-06-30 06:00 | 43646.25 | 0.269 | 0.359
2019-06-30 07:00 | 43646.2917 | 0.21 | 0.376
2019-06-30 08:00 | 43646.3333 | 0.22 | 0.367
2019-06-30 09:00 | 43646.375 | 0.329 | 0.529
2019-06-30 10:00 | 43646.4167 | 0.384 | 0.493
2019-06-30 11:00 | 43646.4583 | 0.268 | 0.551
2019-06-30 12:00 | 43646.5 | 0.251 | 0.371
2019-06-30 13:00 | 43646.5417 | 0.282 | 0.328
2019-06-30 14:00 | 43646.5833 | 0.298 | 0.368
2019-06-30 15:00 | 43646.625 | 0.208 | 0.322
2019-06-30 16:00 | 43646.6667 | 0.208 | 0.358
2019-06-30 17:00 | 43646.7083 | 0.236 | 0.335
2019-06-30 18:00 | 43646.75 | 0.203 | 0.355
2019-06-30 19:00 | 43646.7917 | 0.226 | 0.307
2019-06-30 20:00 | 43646.8333 | 0.218 | 0.302
2019-06-30 21:00 | 43646.875 | 0.226 | 0.323
2019-06-30 22:00 | 43646.9167 | 0.288 | 1.348
2019-06-30 23:00 | 43646.9583 | 0.306 | 2.469
2019-07-01 | 43647 | 0.306 | 1.85
2019-07-01 01:00 | 43647.0417 | 0.305 | 0.855
2019-07-01 02:00 | 43647.0833 | 0.368 | 0.32
2019-07-01 03:00 | 43647.125 | 0.358 | 0.37
2019-07-01 04:00 | 43647.1667 | 0.319 | 0.392
2019-07-01 05:00 | 43647.2083 | 0.312 | 0.383
2019-07-01 06:00 | 43647.25 | 0.283 | 0.453
2019-07-01 07:00 | 43647.2917 | 0.209 | 0.453
2019-07-01 08:00 | 43647.3333 | 0.236 | 1.993
2019-07-01 09:00 | 43647.375 | 0.25 | 3.04
2019-07-01 10:00 | 43647.4167 | 0.247 | 0.647
2019-07-01 11:00 | 43647.4583 | 0.251 | 0.312
2019-07-01 12:00 | 43647.5 | 0.295 | 0.647
2019-07-01 13:00 | 43647.5417 | 0.231 | 1.104
2019-07-01 14:00 | 43647.5833 | 0.242 | 0.347
2019-07-01 15:00 | 43647.625 | 0.213 | 1.713
2019-07-01 16:00 | 43647.6667 | 0.207 | 0.406
2019-07-01 17:00 | 43647.7083 | 0.224 | 0.426
2019-07-01 18:00 | 43647.75 | 0.22 | 0.344
2019-07-01 19:00 | 43647.7917 | 0.228 | 0.33
2019-07-01 20:00 | 43647.8333 | 0.23 | 0.332
2019-07-01 21:00 | 43647.875 | 0.263 | 0.552
2019-07-01 22:00 | 43647.9167 | 0.299 | 1.106
2019-07-01 23:00 | 43647.9583 | 0.326 | 1.345
2019-07-02 | 43648 | 0.305 | 1.613
2019-07-02 01:00 | 43648.0417 | 0.305 | 0.821
2019-07-02 02:00 | 43648.0833 | 0.307 | 0.54
2019-07-02 03:00 | 43648.125 | 0.311 | 0.494
2019-07-02 04:00 | 43648.1667 | 0.309 | 0.484
2019-07-02 05:00 | 43648.2083 | 0.309 | 0.476
2019-07-02 06:00 | 43648.25 | 0.294 | 0.459
2019-07-02 07:00 | 43648.2917 | 0.21 | 1.99
2019-07-02 08:00 | 43648.3333 | 0.238 | 1.506
2019-07-02 09:00 | 43648.375 | 0.256 | 0.917
2019-07-02 10:00 | 43648.4167 | 0.204 | 2.591
2019-07-02 11:00 | 43648.4583 | 0.203 | 0.372
2019-07-02 12:00 | 43648.5 | 0.25 | 0.344
2019-07-02 13:00 | 43648.5417 | 0.27 | 0.456
2019-07-02 14:00 | 43648.5833 | 0.431 | 0.364
2019-07-02 15:00 | 43648.625 | 0.247 | 0.412
2019-07-02 16:00 | 43648.6667 | 0.232 | 0.357
2019-07-02 17:00 | 43648.7083 | 0.249 | 0.42
2019-07-02 18:00 | 43648.75 | 0.248 | 0.38
2019-07-02 19:00 | 43648.7917 | 0.227 | 0.578
2019-07-02 20:00 | 43648.8333 | 0.238 | 0.768
2019-07-02 21:00 | 43648.875 | 0.277 | 0.858
2019-07-02 22:00 | 43648.9167 | 0.306 | 1.652
2019-07-02 23:00 | 43648.9583 | 0.308 | 2.42
2019-07-03 | 43649 | 0.303 | 0.943
2019-07-03 01:00 | 43649.0417 | 0.294 | 0.522
2019-07-03 02:00 | 43649.0833 | 0.31 | 0.407
2019-07-03 03:00 | 43649.125 | 0.308 | 0.478
2019-07-03 04:00 | 43649.1667 | 0.297 | 0.475
2019-07-03 05:00 | 43649.2083 | 0.295 | 0.464
2019-07-03 06:00 | 43649.25 | 0.269 | 0.532
2019-07-03 07:00 | 43649.2917 | 0.208 | 0.598
2019-07-03 08:00 | 43649.3333 | 0.243 | 2.887
2019-07-03 09:00 | 43649.375 | 0.251 | 2.276
2019-07-03 10:00 | 43649.4167 | 0.219 | 1.695
2019-07-03 11:00 | 43649.4583 | 0.207 | 0.41
2019-07-03 12:00 | 43649.5 | 0.235 | 0.686
2019-07-03 13:00 | 43649.5417 | 0.284 | 0.46
2019-07-03 14:00 | 43649.5833 | 0.295 | 0.407
2019-07-03 15:00 | 43649.625 | 0.214 | 0.409
2019-07-03 16:00 | 43649.6667 | 0.232 | 0.526
2019-07-03 17:00 | 43649.7083 | 0.22 | 0.451
2019-07-03 18:00 | 43649.75 | 0.228 | 0.463
2019-07-03 19:00 | 43649.7917 | 0.207 | 0.655
2019-07-03 20:00 | 43649.8333 | 0.222 | 0.806
2019-07-03 21:00 | 43649.875 | 0.27 | 0.994
2019-07-03 22:00 | 43649.9167 | 0.32 | 1.127
2019-07-03 23:00 | 43649.9583 | 0.3 | 2.156
2019-07-04 | 43650 | 0.301 | 0.57
2019-07-04 01:00 | 43650.0417 | 0.308 | 0.393
2019-07-04 02:00 | 43650.0833 | 0.308 | 0.355
2019-07-04 03:00 | 43650.125 | 0.308 | 0.467
2019-07-04 04:00 | 43650.1667 | 0.297 | 0.428
2019-07-04 05:00 | 43650.2083 | 0.295 | 0.405
2019-07-04 06:00 | 43650.25 | 0.265 | 0.394
2019-07-04 07:00 | 43650.2917 | 0.28 | 0.477
2019-07-04 08:00 | 43650.3333 | 0.264 | 1.905
2019-07-04 09:00 | 43650.375 | 0.274 | 0.511
2019-07-04 10:00 | 43650.4167 | 0.22 | 0.674
2019-07-04 11:00 | 43650.4583 | 0.272 | 0.755
2019-07-04 12:00 | 43650.5 | 0.267 | 1.041
2019-07-04 13:00 | 43650.5417 | 0.241 | 0.71
2019-07-04 14:00 | 43650.5833 | 0.253 | 0.314
2019-07-04 15:00 | 43650.625 | 0.207 | 0.323
2019-07-04 16:00 | 43650.6667 | 0.216 | 0.349
2019-07-04 17:00 | 43650.7083 | 0.246 | 0.324
2019-07-04 18:00 | 43650.75 | 0.228 | 0.425
2019-07-04 19:00 | 43650.7917 | 0.206 | 0.726
2019-07-04 20:00 | 43650.8333 | 0.324 | 0.833
2019-07-04 21:00 | 43650.875 | 0.313 | 0.915
2019-07-04 22:00 | 43650.9167 | 0.326 | 1.705
2019-07-04 23:00 | 43650.9583 | 0.311 | 2.348
2019-07-05 | 43651 | 0.307 | 0.902
2019-07-05 01:00 | 43651.0417 | 0.301 | 0.463
2019-07-05 02:00 | 43651.0833 | 0.306 | 0.414
2019-07-05 03:00 | 43651.125 | 0.31 | 0.388
2019-07-05 04:00 | 43651.1667 | 0.31 | 0.353
2019-07-05 05:00 | 43651.2083 | 0.309 | 0.381
2019-07-05 06:00 | 43651.25 | 0.271 | 0.393
2019-07-05 07:00 | 43651.2917 | 0.198 | 0.491
2019-07-05 08:00 | 43651.3333 | 0.229 | 3.299
2019-07-05 09:00 | 43651.375 | 0.286 | 0.891
2019-07-05 10:00 | 43651.4167 | 0.261 | 0.383
2019-07-05 11:00 | 43651.4583 | 0.265 | 0.346
2019-07-05 12:00 | 43651.5 | 0.266 | 0.502
2019-07-05 13:00 | 43651.5417 | 0.225 | 0.418
2019-07-05 14:00 | 43651.5833 | 0.267 | 0.318
2019-07-05 15:00 | 43651.625 | 0.218 | 0.548
2019-07-05 16:00 | 43651.6667 | 0.211 | 0.395
2019-07-05 17:00 | 43651.7083 | 0.224 | 0.327
2019-07-05 18:00 | 43651.75 | 0.225 | 0.344
2019-07-05 19:00 | 43651.7917 | 0.209 | 0.353
2019-07-05 20:00 | 43651.8333 | 0.253 | 0.403
2019-07-05 21:00 | 43651.875 | 0.295 | 0.426
2019-07-05 22:00 | 43651.9167 | 0.334 | 1.05
2019-07-05 23:00 | 43651.9583 | 0.315 | 2.51
2019-07-06 | 43652 | 0.326 | 1.188
2019-07-06 01:00 | 43652.0417 | 0.35 | 0.592
2019-07-06 02:00 | 43652.0833 | 0.319 | 0.514
2019-07-06 03:00 | 43652.125 | 0.315 | 0.515
2019-07-06 04:00 | 43652.1667 | 0.309 | 0.522
2019-07-06 05:00 | 43652.2083 | 0.31 | 0.512
2019-07-06 06:00 | 43652.25 | 0.266 | 0.509
2019-07-06 07:00 | 43652.2917 | 0.208 | 0.503
2019-07-06 08:00 | 43652.3333 | 0.258 | 0.574
2019-07-06 09:00 | 43652.375 | 0.248 | 0.746
2019-07-06 10:00 | 43652.4167 | 0.241 | 2.222
2019-07-06 11:00 | 43652.4583 | 0.228 | 1.572
2019-07-06 12:00 | 43652.5 | 0.25 | 1.721
2019-07-06 13:00 | 43652.5417 | 0.295 | 0.397
2019-07-06 14:00 | 43652.5833 | 0.237 | 0.8
2019-07-06 15:00 | 43652.625 | 0.216 | 0.339
2019-07-06 16:00 | 43652.6667 | 0.212 | 0.323
2019-07-06 17:00 | 43652.7083 | 0.216 | 0.39
2019-07-06 18:00 | 43652.75 | 0.216 | 0.408
2019-07-06 19:00 | 43652.7917 | 0.213 | 0.543
2019-07-06 20:00 | 43652.8333 | 0.259 | 0.649
2019-07-06 21:00 | 43652.875 | 0.276 | 0.815
2019-07-06 22:00 | 43652.9167 | 0.338 | 1.296
2019-07-06 23:00 | 43652.9583 | 0.406 | 3.104
2019-07-07 | 43653 | 0.324 | 2.462
2019-07-07 01:00 | 43653.0417 | 0.32 | 0.85
2019-07-07 02:00 | 43653.0833 | 0.316 | 0.658
2019-07-07 03:00 | 43653.125 | 0.313 | 0.702
2019-07-07 04:00 | 43653.1667 | 0.317 | 0.724
2019-07-07 05:00 | 43653.2083 | 0.32 | 0.71
2019-07-07 06:00 | 43653.25 | 0.289 | 0.763
2019-07-07 07:00 | 43653.2917 | 0.216 | 0.71
2019-07-07 08:00 | 43653.3333 | 0.24 | 0.567
2019-07-07 09:00 | 43653.375 | 0.266 | 0.463
2019-07-07 10:00 | 43653.4167 | 0.241 | 0.476
2019-07-07 11:00 | 43653.4583 | 0.197 | 0.383
2019-07-07 12:00 | 43653.5 | 0.211 | 0.476
2019-07-07 13:00 | 43653.5417 | 0.344 | 0.369
2019-07-07 14:00 | 43653.5833 | 0.346 | 2.035
2019-07-07 15:00 | 43653.625 | 0.267 | 0.387
2019-07-07 16:00 | 43653.6667 | 0.239 | 0.476
2019-07-07 17:00 | 43653.7083 | 0.236 | 0.387
2019-07-07 18:00 | 43653.75 | 0.211 | 0.62
2019-07-07 19:00 | 43653.7917 | 0.208 | 0.721
2019-07-07 20:00 | 43653.8333 | 0.295 | 0.669
2019-07-07 21:00 | 43653.875 | 0.237 | 0.714
2019-07-07 22:00 | 43653.9167 | 0.307 | 1.009
2019-07-07 23:00 | 43653.9583 | 0.309 | 0.968
2019-07-08 | 43654 | 0.312 | 0.696
2019-07-08 01:00 | 43654.0417 | 0.317 | 0.497
2019-07-08 02:00 | 43654.0833 | 0.311 | 0.437
2019-07-08 03:00 | 43654.125 | 0.309 | 0.425
2019-07-08 04:00 | 43654.1667 | 0.31 | 0.418
2019-07-08 05:00 | 43654.2083 | 0.309 | 0.416
2019-07-08 06:00 | 43654.25 | 0.312 | 0.407
2019-07-08 07:00 | 43654.2917 | 0.207 | 1.943
2019-07-08 08:00 | 43654.3333 | 0.232 | 1.075
2019-07-08 09:00 | 43654.375 | 0.252 | 1.974
2019-07-08 10:00 | 43654.4167 | 0.22 | 0.9
2019-07-08 11:00 | 43654.4583 | 0.205 | 0.945
2019-07-08 12:00 | 43654.5 | 0.213 | 0.873
2019-07-08 13:00 | 43654.5417 | 0.269 | 1.03
2019-07-08 14:00 | 43654.5833 | 0.246 | 0.621
2019-07-08 15:00 | 43654.625 | 0.245 | 1.785
2019-07-08 16:00 | 43654.6667 | 0.226 | 0.504
2019-07-08 17:00 | 43654.7083 | 0.237 | 0.413
2019-07-08 18:00 | 43654.75 | 0.217 | 0.41
2019-07-08 19:00 | 43654.7917 | 0.317 | 0.451
2019-07-08 20:00 | 43654.8333 | 0.552 | 1.113
2019-07-08 21:00 | 43654.875 | 0.726 | 1.452
2019-07-08 22:00 | 43654.9167 | 0.665 | 1.06
2019-07-08 23:00 | 43654.9583 | 0.652 | 1.529
2019-07-09 | 43655 | 0.503 | 2.194
2019-07-09 01:00 | 43655.0417 | 0.377 | 1.543
2019-07-09 02:00 | 43655.0833 | 0.491 | 0.536
2019-07-09 03:00 | 43655.125 | 0.375 | 0.555
2019-07-09 04:00 | 43655.1667 | 0.371 | 0.506
2019-07-09 05:00 | 43655.2083 | 0.359 | 0.471
2019-07-09 06:00 | 43655.25 | 0.35 | 0.471
2019-07-09 07:00 | 43655.2917 | 0.383 | 0.556
2019-07-09 08:00 | 43655.3333 | 0.491 | 2.401
2019-07-09 09:00 | 43655.375 | 0.98 | 1.829
2019-07-09 10:00 | 43655.4167 | 0.893 | 0.539
2019-07-09 11:00 | 43655.4583 | 0.472 | 1.519
2019-07-09 12:00 | 43655.5 | 0.541 | 0.469
2019-07-09 13:00 | 43655.5417 | 0.813 | 0.819
2019-07-09 14:00 | 43655.5833 | 0.653 | 0.512
2019-07-09 15:00 | 43655.625 | 0.548 | 0.662
2019-07-09 16:00 | 43655.6667 | 0.639 | 0.548
2019-07-09 17:00 | 43655.7083 | 0.737 | 0.502
2019-07-09 18:00 | 43655.75 | 0.568 | 0.5
2019-07-09 19:00 | 43655.7917 | 0.415 | 0.467
2019-07-09 20:00 | 43655.8333 | 1.192 | 0.47
2019-07-09 21:00 | 43655.875 | 0.477 | 0.457
2019-07-09 22:00 | 43655.9167 | 0.468 | 1.089
2019-07-09 23:00 | 43655.9583 | 0.554 | 1.159
2019-07-10 | 43656 | 0.548 | 0.717
2019-07-10 01:00 | 43656.0417 | 0.49 | 0.49
2019-07-10 02:00 | 43656.0833 | 0.384 | 0.578
2019-07-10 03:00 | 43656.125 | 0.36 | 0.565
2019-07-10 04:00 | 43656.1667 | 0.353 | 0.43
2019-07-10 05:00 | 43656.2083 | 0.366 | 1.489
2019-07-10 06:00 | 43656.25 | 0.485 | 0.413
2019-07-10 07:00 | 43656.2917 | 0.604 | 0.519
2019-07-10 08:00 | 43656.3333 | 0.47 | 2.734
2019-07-10 09:00 | 43656.375 | 1.988 | 1.604
2019-07-10 10:00 | 43656.4167 | 0.435 | 0.947
2019-07-10 11:00 | 43656.4583 | 0.421 | 1.544
2019-07-10 12:00 | 43656.5 | 0.39 | 0.457
2019-07-10 13:00 | 43656.5417 | 0.429 | 0.556
2019-07-10 14:00 | 43656.5833 | 0.448 | 0.399
2019-07-10 15:00 | 43656.625 | 0.92 | 0.474
2019-07-10 16:00 | 43656.6667 | 1.224 | 0.478
2019-07-10 17:00 | 43656.7083 | 0.973 | 0.39
2019-07-10 18:00 | 43656.75 | 0.463 | 0.477
2019-07-10 19:00 | 43656.7917 | 0.445 | 0.431
2019-07-10 20:00 | 43656.8333 | 1.094 | 0.655
2019-07-10 21:00 | 43656.875 | 0.564 | 0.677
2019-07-10 22:00 | 43656.9167 | 0.573 | 1.431
2019-07-10 23:00 | 43656.9583 | 1.142 | 2.86
2019-07-11 | 43657 | 1.152 | 1.436
2019-07-11 01:00 | 43657.0417 | 0.412 | 0.819
2019-07-11 02:00 | 43657.0833 | 0.359 | 0.74
2019-07-11 03:00 | 43657.125 | 0.354 | 0.804
2019-07-11 04:00 | 43657.1667 | 0.329 | 0.701
2019-07-11 05:00 | 43657.2083 | 0.339 | 0.799
2019-07-11 06:00 | 43657.25 | 0.294 | 0.674
2019-07-11 07:00 | 43657.2917 | 0.254 | 0.667
2019-07-11 08:00 | 43657.3333 | 0.333 | 3.06
2019-07-11 09:00 | 43657.375 | 0.45 | 1.649
2019-07-11 10:00 | 43657.4167 | 0.601 | 0.688
2019-07-11 11:00 | 43657.4583 | 1.434 | 0.513
2019-07-11 12:00 | 43657.5 | 0.4 | 1.905
2019-07-11 13:00 | 43657.5417 | 0.429 | 0.995
2019-07-11 14:00 | 43657.5833 | 0.465 | 0.388
2019-07-11 15:00 | 43657.625 | 0.609 | 0.511
2019-07-11 16:00 | 43657.6667 | 0.867 | 0.402
2019-07-11 17:00 | 43657.7083 | 0.5 | 0.443
2019-07-11 18:00 | 43657.75 | 0.652 | 0.383
2019-07-11 19:00 | 43657.7917 | 0.425 | 0.402
2019-07-11 20:00 | 43657.8333 | 0.631 | 0.678
2019-07-11 21:00 | 43657.875 | 0.555 | 0.764
2019-07-11 22:00 | 43657.9167 | 0.491 | 1.596
2019-07-11 23:00 | 43657.9583 | 0.516 | 2.519
2019-07-12 | 43658 | 0.507 | 0.725
2019-07-12 01:00 | 43658.0417 | 0.397 | 0.487
2019-07-12 02:00 | 43658.0833 | 0.38 | 0.448
2019-07-12 03:00 | 43658.125 | 0.473 | 0.411
2019-07-12 04:00 | 43658.1667 | 0.423 | 0.479
2019-07-12 05:00 | 43658.2083 | 0.542 | 0.462
2019-07-12 06:00 | 43658.25 | 0.469 | 0.481
2019-07-12 07:00 | 43658.2917 | 0.45 | 0.414
2019-07-12 08:00 | 43658.3333 | 0.505 | 2.236
2019-07-12 09:00 | 43658.375 | 0.479 | 1.97
2019-07-12 10:00 | 43658.4167 | 1.111 | 0.748
2019-07-12 11:00 | 43658.4583 | 1.014 | 0.433
2019-07-12 12:00 | 43658.5 | 0.624 | 0.333
2019-07-12 13:00 | 43658.5417 | 0.704 | 0.32
2019-07-12 14:00 | 43658.5833 | 0.712 | 0.339
2019-07-12 15:00 | 43658.625 | 0.549 | 0.388
2019-07-12 16:00 | 43658.6667 | 0.498 | 0.431
2019-07-12 17:00 | 43658.7083 | 0.512 | 0.402
2019-07-12 18:00 | 43658.75 | 0.463 | 0.408
2019-07-12 19:00 | 43658.7917 | 0.442 | 0.922
2019-07-12 20:00 | 43658.8333 | 0.473 | 1.72
2019-07-12 21:00 | 43658.875 | 0.465 | 0.556
2019-07-12 22:00 | 43658.9167 | 0.483 | 0.934
2019-07-12 23:00 | 43658.9583 | 0.492 | 2.412
2019-07-13 | 43659 | 0.503 | 2.279
2019-07-13 01:00 | 43659.0417 | 0.565 | 0.919
2019-07-13 02:00 | 43659.0833 | 0.365 | 0.395
2019-07-13 03:00 | 43659.125 | 0.408 | 0.422
2019-07-13 04:00 | 43659.1667 | 0.396 | 0.416
2019-07-13 05:00 | 43659.2083 | 0.4 | 0.382
2019-07-13 06:00 | 43659.25 | 0.335 | 0.417
2019-07-13 07:00 | 43659.2917 | 0.339 | 0.417
2019-07-13 08:00 | 43659.3333 | 0.604 | 0.41
2019-07-13 09:00 | 43659.375 | 0.454 | 0.359
2019-07-13 10:00 | 43659.4167 | 1.437 | 0.49
2019-07-13 11:00 | 43659.4583 | 0.753 | 1.321
2019-07-13 12:00 | 43659.5 | 0.634 | 2.315
2019-07-13 13:00 | 43659.5417 | 0.608 | 0.582
2019-07-13 14:00 | 43659.5833 | 0.753 | 0.998
2019-07-13 15:00 | 43659.625 | 0.526 | 0.49
2019-07-13 16:00 | 43659.6667 | 0.444 | 0.462
2019-07-13 17:00 | 43659.7083 | 0.411 | 0.339
2019-07-13 18:00 | 43659.75 | 0.389 | 0.376
2019-07-13 19:00 | 43659.7917 | 0.438 | 1.223
2019-07-13 20:00 | 43659.8333 | 0.462 | 0.913
2019-07-13 21:00 | 43659.875 | 0.519 | 0.48
2019-07-13 22:00 | 43659.9167 | 0.492 | 0.92
2019-07-13 23:00 | 43659.9583 | 0.69 | 2.266
2019-07-14 | 43660 | 1.197 | 1.774
2019-07-14 01:00 | 43660.0417 | 0.466 | 0.61
2019-07-14 02:00 | 43660.0833 | 0.392 | 0.356
2019-07-14 03:00 | 43660.125 | 0.357 | 0.397
2019-07-14 04:00 | 43660.1667 | 0.342 | 0.347
2019-07-14 05:00 | 43660.2083 | 0.348 | 0.406
2019-07-14 06:00 | 43660.25 | 0.317 | 0.33
2019-07-14 07:00 | 43660.2917 | 0.433 | 0.329
2019-07-14 08:00 | 43660.3333 | 0.462 | 0.385
2019-07-14 09:00 | 43660.375 | 1.101 | 0.489
2019-07-14 10:00 | 43660.4167 | 1.064 | 0.509
2019-07-14 11:00 | 43660.4583 | 0.981 | 0.499
2019-07-14 12:00 | 43660.5 | 0.868 | 0.358
2019-07-14 13:00 | 43660.5417 | 0.732 | 0.341
2019-07-14 14:00 | 43660.5833 | 0.631 | 0.384
2019-07-14 15:00 | 43660.625 | 0.6 | 0.356
2019-07-14 16:00 | 43660.6667 | 0.488 | 0.341
2019-07-14 17:00 | 43660.7083 | 0.459 | 0.323
2019-07-14 18:00 | 43660.75 | 0.486 | 0.348
2019-07-14 19:00 | 43660.7917 | 0.538 | 0.396
2019-07-14 20:00 | 43660.8333 | 0.451 | 0.358
2019-07-14 21:00 | 43660.875 | 0.472 | 0.354
2019-07-14 22:00 | 43660.9167 | 0.467 | 0.582
2019-07-14 23:00 | 43660.9583 | 0.495 | 2.225
2019-07-15 | 43661 | 0.458 | 1.357
2019-07-15 01:00 | 43661.0417 | 0.369 | 0.472
2019-07-15 02:00 | 43661.0833 | 0.377 | 0.412
2019-07-15 03:00 | 43661.125 | 0.356 | 0.416
2019-07-15 04:00 | 43661.1667 | 0.356 | 0.409
2019-07-15 05:00 | 43661.2083 | 0.511 | 0.556
2019-07-15 06:00 | 43661.25 | 0.488 | 0.617
2019-07-15 07:00 | 43661.2917 | 0.401 | 0.568
2019-07-15 08:00 | 43661.3333 | 1.334 | 2.518
2019-07-15 09:00 | 43661.375 | 0.736 | 2.877
2019-07-15 10:00 | 43661.4167 | 0.527 | 1.342
2019-07-15 11:00 | 43661.4583 | 0.537 | 0.435
2019-07-15 12:00 | 43661.5 | 0.698 | 1.445
2019-07-15 13:00 | 43661.5417 | 0.925 | 0.748
2019-07-15 14:00 | 43661.5833 | 1.403 | 0.504
2019-07-15 15:00 | 43661.625 | 1.134 | 0.574
2019-07-15 16:00 | 43661.6667 | 0.578 | 0.354
2019-07-15 17:00 | 43661.7083 | 1.067 | 0.367
2019-07-15 18:00 | 43661.75 | 0.576 | 0.389
2019-07-15 19:00 | 43661.7917 | 0.461 | 0.345
2019-07-15 20:00 | 43661.8333 | 0.645 | 0.315
2019-07-15 21:00 | 43661.875 | 0.57 | 0.336
2019-07-15 22:00 | 43661.9167 | 0.496 | 0.571
2019-07-15 23:00 | 43661.9583 | 0.494 | 0.816
2019-07-16 | 43662 | 0.503 | 2.062
2019-07-16 01:00 | 43662.0417 | 0.428 | 0.507
2019-07-16 02:00 | 43662.0833 | 0.368 | 0.437
2019-07-16 03:00 | 43662.125 | 0.34 | 0.421
2019-07-16 04:00 | 43662.1667 | 0.33 | 0.415
2019-07-16 05:00 | 43662.2083 | 0.502 | 0.521
2019-07-16 06:00 | 43662.25 | 0.546 | 0.478
2019-07-16 07:00 | 43662.2917 | 0.47 | 0.493
2019-07-16 08:00 | 43662.3333 | 0.667 | 3.318
2019-07-16 09:00 | 43662.375 | 0.529 | 2.683
2019-07-16 10:00 | 43662.4167 | 0.521 | 0.424
2019-07-16 11:00 | 43662.4583 | 0.497 | 0.549
2019-07-16 12:00 | 43662.5 | 0.515 | 0.729
2019-07-16 13:00 | 43662.5417 | 0.677 | 0.414
2019-07-16 14:00 | 43662.5833 | 0.692 | 0.443
2019-07-16 15:00 | 43662.625 | 0.526 | 0.456
2019-07-16 16:00 | 43662.6667 | 0.49 | 0.378
2019-07-16 17:00 | 43662.7083 | 0.47 | 0.426
2019-07-16 18:00 | 43662.75 | 0.478 | 0.395
2019-07-16 19:00 | 43662.7917 | 0.424 | 0.344
2019-07-16 20:00 | 43662.8333 | 0.51 | 0.344
2019-07-16 21:00 | 43662.875 | 0.491 | 0.638
2019-07-16 22:00 | 43662.9167 | 0.512 | 1.158
2019-07-16 23:00 | 43662.9583 | 0.496 | 2.199
2019-07-17 | 43663 | 0.558 | 1.046
2019-07-17 01:00 | 43663.0417 | 0.389 | 0.367
2019-07-17 02:00 | 43663.0833 | 0.382 | 0.367
2019-07-17 03:00 | 43663.125 | 0.395 | 0.342
2019-07-17 04:00 | 43663.1667 | 0.389 | 0.346
2019-07-17 05:00 | 43663.2083 | 0.368 | 0.509
2019-07-17 06:00 | 43663.25 | 0.445 | 0.47
2019-07-17 07:00 | 43663.2917 | 0.507 | 0.472
2019-07-17 08:00 | 43663.3333 | 0.538 | 2.1
2019-07-17 09:00 | 43663.375 | 0.562 | 2.746
2019-07-17 10:00 | 43663.4167 | 0.519 | 0.446
2019-07-17 11:00 | 43663.4583 | 0.417 | 0.452
2019-07-17 12:00 | 43663.5 | 0.404 | 1.04
2019-07-17 13:00 | 43663.5417 | 1.612 | 0.528
2019-07-17 14:00 | 43663.5833 | 0.521 | 0.483
2019-07-17 15:00 | 43663.625 | 0.463 | 0.526
2019-07-17 16:00 | 43663.6667 | 0.41 | 0.375
2019-07-17 17:00 | 43663.7083 | 0.451 | 0.327
2019-07-17 18:00 | 43663.75 | 0.477 | 0.379
2019-07-17 19:00 | 43663.7917 | 0.438 | 0.337
2019-07-17 20:00 | 43663.8333 | 0.565 | 0.342
2019-07-17 21:00 | 43663.875 | 0.7 | 0.774
2019-07-17 22:00 | 43663.9167 | 0.51 | 0.818
2019-07-17 23:00 | 43663.9583 | 0.515 | 0.659
2019-07-18 | 43664 | 0.454 | 0.624
2019-07-18 01:00 | 43664.0417 | 0.397 | 0.424
2019-07-18 02:00 | 43664.0833 | 0.349 | 0.425
2019-07-18 03:00 | 43664.125 | 0.331 | 0.411
2019-07-18 04:00 | 43664.1667 | 0.318 | 0.39
2019-07-18 05:00 | 43664.2083 | 0.332 | 0.389
2019-07-18 06:00 | 43664.25 | 0.322 | 0.395
2019-07-18 07:00 | 43664.2917 | 1.193 | 0.464
2019-07-18 08:00 | 43664.3333 | 0.652 | 1.746
2019-07-18 09:00 | 43664.375 | 0.591 | 1.485
2019-07-18 10:00 | 43664.4167 | 0.577 | 0.429
2019-07-18 11:00 | 43664.4583 | 0.464 | 0.366
2019-07-18 12:00 | 43664.5 | 0.508 | 0.367
2019-07-18 13:00 | 43664.5417 | 0.838 | 0.331
2019-07-18 14:00 | 43664.5833 | 0.648 | 0.365
2019-07-18 15:00 | 43664.625 | 0.569 | 0.39
2019-07-18 16:00 | 43664.6667 | 0.609 | 0.373
2019-07-18 17:00 | 43664.7083 | 0.835 | 0.675
2019-07-18 18:00 | 43664.75 | 0.545 | 0.658
2019-07-18 19:00 | 43664.7917 | 0.435 | 0.542
2019-07-18 20:00 | 43664.8333 | 0.544 | 0.483
2019-07-18 21:00 | 43664.875 | 0.474 | 0.473
2019-07-18 22:00 | 43664.9167 | 0.453 | 2.107
2019-07-18 23:00 | 43664.9583 | 0.444 | 1.971
2019-07-19 | 43665 | 0.501 | 1.276
2019-07-19 01:00 | 43665.0417 | 0.468 | 0.519
2019-07-19 02:00 | 43665.0833 | 0.392 | 0.51
2019-07-19 03:00 | 43665.125 | 0.325 | 0.541
2019-07-19 04:00 | 43665.1667 | 0.351 | 0.459
2019-07-19 05:00 | 43665.2083 | 0.33 | 0.454
2019-07-19 06:00 | 43665.25 | 0.3 | 0.437
2019-07-19 07:00 | 43665.2917 | 0.424 | 0.47
2019-07-19 08:00 | 43665.3333 | 0.379 | 1.205
2019-07-19 09:00 | 43665.375 | 1.005 | 1.329
2019-07-19 10:00 | 43665.4167 | 0.916 | 0.547
2019-07-19 11:00 | 43665.4583 | 0.53 | 0.351
2019-07-19 12:00 | 43665.5 | 0.522 | 0.399
2019-07-19 13:00 | 43665.5417 | 0.596 | 0.398
2019-07-19 14:00 | 43665.5833 | 1.334 | 0.325
2019-07-19 15:00 | 43665.625 | 1.017 | 0.559
2019-07-19 16:00 | 43665.6667 | 0.503 | 0.634
2019-07-19 17:00 | 43665.7083 | 0.465 | 0.414
2019-07-19 18:00 | 43665.75 | 0.475 | 0.431
2019-07-19 19:00 | 43665.7917 | 0.423 | 2.525
2019-07-19 20:00 | 43665.8333 | 0.473 | 2.42
2019-07-19 21:00 | 43665.875 | 0.476 | 1.537
2019-07-19 22:00 | 43665.9167 | 0.465 | 1.389
2019-07-19 23:00 | 43665.9583 | 0.473 | 0.723
2019-07-20 | 43666 | 0.474 | 0.438
2019-07-20 01:00 | 43666.0417 | 0.508 | 0.464
2019-07-20 02:00 | 43666.0833 | 0.406 | 0.399
2019-07-20 03:00 | 43666.125 | 0.381 | 0.384
2019-07-20 04:00 | 43666.1667 | 0.331 | 0.444
2019-07-20 05:00 | 43666.2083 | 0.378 | 0.442
2019-07-20 06:00 | 43666.25 | 0.316 | 0.438
2019-07-20 07:00 | 43666.2917 | 0.241 | 0.43
2019-07-20 08:00 | 43666.3333 | 0.55 | 0.503
2019-07-20 09:00 | 43666.375 | 0.474 | 1.214
2019-07-20 10:00 | 43666.4167 | 1.116 | 0.588
2019-07-20 11:00 | 43666.4583 | 0.628 | 1.621
2019-07-20 12:00 | 43666.5 | 0.633 | 0.442
2019-07-20 13:00 | 43666.5417 | 0.631 | 0.59
2019-07-20 14:00 | 43666.5833 | 1.406 | 0.484
2019-07-20 15:00 | 43666.625 | 1.221 | 0.709
2019-07-20 16:00 | 43666.6667 | 0.571 | 0.725
2019-07-20 17:00 | 43666.7083 | 0.386 | 0.562
2019-07-20 18:00 | 43666.75 | 0.349 | 2.529
2019-07-20 19:00 | 43666.7917 | 0.349 | 0.99
2019-07-20 20:00 | 43666.8333 | 0.464 | 0.701
2019-07-20 21:00 | 43666.875 | 0.472 | 1.222
2019-07-20 22:00 | 43666.9167 | 0.492 | 1.432
2019-07-20 23:00 | 43666.9583 | 0.46 | 0.73
2019-07-21 | 43667 | 0.602 | 0.718
2019-07-21 01:00 | 43667.0417 | 0.347 | 0.827
2019-07-21 02:00 | 43667.0833 | 0.339 | 0.748
2019-07-21 03:00 | 43667.125 | 0.335 | 0.736
2019-07-21 04:00 | 43667.1667 | 0.336 | 0.502
2019-07-21 05:00 | 43667.2083 | 0.367 | 0.474
2019-07-21 06:00 | 43667.25 | 0.326 | 0.472
2019-07-21 07:00 | 43667.2917 | 0.497 | 0.465
2019-07-21 08:00 | 43667.3333 | 0.459 | 0.48
2019-07-21 09:00 | 43667.375 | 1.862 | 0.474
2019-07-21 10:00 | 43667.4167 | 1.494 | 0.61
2019-07-21 11:00 | 43667.4583 | 0.626 | 0.584
2019-07-21 12:00 | 43667.5 | 0.59 | 2.548
2019-07-21 13:00 | 43667.5417 | 0.503 | 1.248
2019-07-21 14:00 | 43667.5833 | 0.499 | 2.563
2019-07-21 15:00 | 43667.625 | 0.531 | 0.418
2019-07-21 16:00 | 43667.6667 | 0.443 | 0.398
2019-07-21 17:00 | 43667.7083 | 0.422 | 0.412
2019-07-21 18:00 | 43667.75 | 0.403 | 0.554
2019-07-21 19:00 | 43667.7917 | 0.364 | 0.598
2019-07-21 20:00 | 43667.8333 | 0.46 | 1.301
2019-07-21 21:00 | 43667.875 | 0.51 | 1.847
2019-07-21 22:00 | 43667.9167 | 0.478 | 1.35
2019-07-21 23:00 | 43667.9583 | 0.472 | 1.133
2019-07-22 | 43668 | 0.428 | 0.936
2019-07-22 01:00 | 43668.0417 | 0.328 | 0.726
2019-07-22 02:00 | 43668.0833 | 0.355 | 0.704
2019-07-22 03:00 | 43668.125 | 0.324 | 0.705
2019-07-22 04:00 | 43668.1667 | 0.322 | 0.707
2019-07-22 05:00 | 43668.2083 | 0.374 | 0.771
2019-07-22 06:00 | 43668.25 | 0.577 | 0.685
2019-07-22 07:00 | 43668.2917 | 0.402 | 0.742
2019-07-22 08:00 | 43668.3333 | 0.485 | 2.872
2019-07-22 09:00 | 43668.375 | 0.496 | 2.229
2019-07-22 10:00 | 43668.4167 | 0.985 | 0.961
2019-07-22 11:00 | 43668.4583 | 0.897 | 0.387
2019-07-22 12:00 | 43668.5 | 0.525 | 0.55
2019-07-22 13:00 | 43668.5417 | 0.469 | 2.326
2019-07-22 14:00 | 43668.5833 | 1.406 | 1.057
2019-07-22 15:00 | 43668.625 | 1.151 | 0.488
2019-07-22 16:00 | 43668.6667 | 1.018 | 0.489
2019-07-22 17:00 | 43668.7083 | 0.479 | 0.452
2019-07-22 18:00 | 43668.75 | 0.452 | 0.493
2019-07-22 19:00 | 43668.7917 | 0.446 | 0.495
2019-07-22 20:00 | 43668.8333 | 0.72 | 0.523
2019-07-22 21:00 | 43668.875 | 0.542 | 0.484
2019-07-22 22:00 | 43668.9167 | 0.514 | 0.625
2019-07-22 23:00 | 43668.9583 | 0.501 | 0.525
2019-07-23 | 43669 | 0.467 | 0.754
2019-07-23 01:00 | 43669.0417 | 0.463 | 0.495
2019-07-23 02:00 | 43669.0833 | 0.336 | 0.48
2019-07-23 03:00 | 43669.125 | 0.345 | 1.583
2019-07-23 04:00 | 43669.1667 | 0.344 | 0.459
2019-07-23 05:00 | 43669.2083 | 0.335 | 0.451
2019-07-23 06:00 | 43669.25 | 0.475 | 0.514
2019-07-23 07:00 | 43669.2917 | 0.378 | 0.594
2019-07-23 08:00 | 43669.3333 | 0.396 | 2.629
2019-07-23 09:00 | 43669.375 | 0.598 | 1.488
2019-07-23 10:00 | 43669.4167 | 0.585 | 0.526
2019-07-23 11:00 | 43669.4583 | 1.452 | 0.415
2019-07-23 12:00 | 43669.5 | 0.584 | 1.285
2019-07-23 13:00 | 43669.5417 | 0.63 | 2.203
2019-07-23 14:00 | 43669.5833 | 1.54 | 1.463
2019-07-23 15:00 | 43669.625 | 0.619 | 0.484
2019-07-23 16:00 | 43669.6667 | 0.538 | 0.516
2019-07-23 17:00 | 43669.7083 | 0.483 | 0.465
2019-07-23 18:00 | 43669.75 | 0.479 | 0.623
2019-07-23 19:00 | 43669.7917 | 0.467 | 1.051
2019-07-23 20:00 | 43669.8333 | 0.541 | 1.074
2019-07-23 21:00 | 43669.875 | 0.598 | 0.896
2019-07-23 22:00 | 43669.9167 | 0.538 | 0.78
2019-07-23 23:00 | 43669.9583 | 0.492 | 0.649
2019-07-24 | 43670 | 0.427 | 0.557
2019-07-24 01:00 | 43670.0417 | 0.357 | 0.514
2019-07-24 02:00 | 43670.0833 | 0.334 | 1.529
2019-07-24 03:00 | 43670.125 | 0.387 | 0.421
2019-07-24 04:00 | 43670.1667 | 0.483 | 0.461
2019-07-24 05:00 | 43670.2083 | 0.346 | 0.416
2019-07-24 06:00 | 43670.25 | 0.334 | 0.464
2019-07-24 07:00 | 43670.2917 | 0.401 | 0.532
2019-07-24 08:00 | 43670.3333 | 0.395 | 2.784
2019-07-24 09:00 | 43670.375 | 1.371 | 1.361
2019-07-24 10:00 | 43670.4167 | 0.774 | 1.8
2019-07-24 11:00 | 43670.4583 | 0.452 | 0.391
2019-07-24 12:00 | 43670.5 | 0.493 | 0.415
2019-07-24 13:00 | 43670.5417 | 0.593 | 1.313
2019-07-24 14:00 | 43670.5833 | 1.816 | 1.086
2019-07-24 15:00 | 43670.625 | 0.624 | 0.439
2019-07-24 16:00 | 43670.6667 | 0.583 | 0.572
2019-07-24 17:00 | 43670.7083 | 0.661 | 0.434
2019-07-24 18:00 | 43670.75 | 0.702 | 0.488
2019-07-24 19:00 | 43670.7917 | 0.775 | 0.424
2019-07-24 20:00 | 43670.8333 | 0.489 | 0.629
2019-07-24 21:00 | 43670.875 | 0.452 | 0.812
2019-07-24 22:00 | 43670.9167 | 0.482 | 1.097
2019-07-24 23:00 | 43670.9583 | 0.493 | 0.816
2019-07-25 | 43671 | 0.462 | 0.754
2019-07-25 01:00 | 43671.0417 | 0.416 | 0.64
2019-07-25 02:00 | 43671.0833 | 0.349 | 0.539
2019-07-25 03:00 | 43671.125 | 0.341 | 0.476
2019-07-25 04:00 | 43671.1667 | 0.308 | 0.597
2019-07-25 05:00 | 43671.2083 | 0.327 | 1.458
2019-07-25 06:00 | 43671.25 | 0.316 | 0.46
2019-07-25 07:00 | 43671.2917 | 0.842 | 0.595
2019-07-25 08:00 | 43671.3333 | 0.504 | 1.811
2019-07-25 09:00 | 43671.375 | 0.476 | 2.671
2019-07-25 10:00 | 43671.4167 | 0.922 | 0.557
2019-07-25 11:00 | 43671.4583 | 0.561 | 0.487
2019-07-25 12:00 | 43671.5 | 0.545 | 0.598
2019-07-25 13:00 | 43671.5417 | 0.631 | 0.454
2019-07-25 14:00 | 43671.5833 | 1.281 | 0.416
2019-07-25 15:00 | 43671.625 | 1.481 | 0.731
2019-07-25 16:00 | 43671.6667 | 0.807 | 0.551
2019-07-25 17:00 | 43671.7083 | 0.538 | 0.902
2019-07-25 18:00 | 43671.75 | 0.49 | 2.052
2019-07-25 19:00 | 43671.7917 | 0.378 | 0.574
2019-07-25 20:00 | 43671.8333 | 0.523 | 1.634
2019-07-25 21:00 | 43671.875 | 0.605 | 1.31
2019-07-25 22:00 | 43671.9167 | 0.437 | 0.896
2019-07-25 23:00 | 43671.9583 | 0.45 | 0.793
2019-07-26 | 43672 | 0.455 | 0.889
2019-07-26 01:00 | 43672.0417 | 0.349 | 0.564
2019-07-26 02:00 | 43672.0833 | 0.396 | 0.563
2019-07-26 03:00 | 43672.125 | 0.377 | 0.523
2019-07-26 04:00 | 43672.1667 | 0.348 | 0.498
2019-07-26 05:00 | 43672.2083 | 0.561 | 0.501
2019-07-26 06:00 | 43672.25 | 0.501 | 0.49
2019-07-26 07:00 | 43672.2917 | 0.378 | 1.318
2019-07-26 08:00 | 43672.3333 | 0.454 | 1.947
2019-07-26 09:00 | 43672.375 | 0.422 | 1.156
2019-07-26 10:00 | 43672.4167 | 0.422 | 0.647
2019-07-26 11:00 | 43672.4583 | 0.363 | 0.41
2019-07-26 12:00 | 43672.5 | 0.374 | 1.572
2019-07-26 13:00 | 43672.5417 | 0.706 | 0.412
2019-07-26 14:00 | 43672.5833 | 0.541 | 0.419
2019-07-26 15:00 | 43672.625 | 0.502 | 1.172
2019-07-26 16:00 | 43672.6667 | 0.466 | 0.558
2019-07-26 17:00 | 43672.7083 | 0.415 | 0.509
2019-07-26 18:00 | 43672.75 | 0.409 | 0.424
2019-07-26 19:00 | 43672.7917 | 0.392 | 0.552
2019-07-26 20:00 | 43672.8333 | 0.398 | 1.384
2019-07-26 21:00 | 43672.875 | 0.528 | 2.044
2019-07-26 22:00 | 43672.9167 | 0.454 | 1.157
2019-07-26 23:00 | 43672.9583 | 0.436 | 1.216
2019-07-27 | 43673 | 0.463 | 2.736
2019-07-27 01:00 | 43673.0417 | 0.488 | 1.09
2019-07-27 02:00 | 43673.0833 | 0.386 | 0.984
2019-07-27 03:00 | 43673.125 | 0.5 | 0.721
2019-07-27 04:00 | 43673.1667 | 0.335 | 0.496
2019-07-27 05:00 | 43673.2083 | 0.333 | 0.581
2019-07-27 06:00 | 43673.25 | 0.334 | 0.491
2019-07-27 07:00 | 43673.2917 | 0.26 | 0.45
2019-07-27 08:00 | 43673.3333 | 0.509 | 0.43
2019-07-27 09:00 | 43673.375 | 0.583 | 0.597
2019-07-27 10:00 | 43673.4167 | 0.364 | 2.39
2019-07-27 11:00 | 43673.4583 | 0.299 | 1.172
2019-07-27 12:00 | 43673.5 | 0.492 | 2.071
2019-07-27 13:00 | 43673.5417 | 0.628 | 3.38
2019-07-27 14:00 | 43673.5833 | 0.561 | 1.752
2019-07-27 15:00 | 43673.625 | 0.48 | 0.46
2019-07-27 16:00 | 43673.6667 | 0.534 | 0.566
2019-07-27 17:00 | 43673.7083 | 0.435 | 0.397
2019-07-27 18:00 | 43673.75 | 0.418 | 0.408
2019-07-27 19:00 | 43673.7917 | 0.428 | 0.395
2019-07-27 20:00 | 43673.8333 | 0.459 | 0.433
2019-07-27 21:00 | 43673.875 | 0.435 | 0.657
2019-07-27 22:00 | 43673.9167 | 0.439 | 2.475
2019-07-27 23:00 | 43673.9583 | 0.472 | 1.251
2019-07-28 | 43674 | 0.457 | 0.566
2019-07-28 01:00 | 43674.0417 | 0.383 | 0.56
2019-07-28 02:00 | 43674.0833 | 0.327 | 0.589
2019-07-28 03:00 | 43674.125 | 0.356 | 0.614
2019-07-28 04:00 | 43674.1667 | 0.326 | 0.516
2019-07-28 05:00 | 43674.2083 | 0.325 | 0.535
2019-07-28 06:00 | 43674.25 | 0.327 | 0.403
2019-07-28 07:00 | 43674.2917 | 1.51 | 0.562
2019-07-28 08:00 | 43674.3333 | 0.489 | 0.48
2019-07-28 09:00 | 43674.375 | 0.607 | 0.578
2019-07-28 10:00 | 43674.4167 | 0.849 | 0.472
2019-07-28 11:00 | 43674.4583 | 0.791 | 1.485
2019-07-28 12:00 | 43674.5 | 0.505 | 1.333
2019-07-28 13:00 | 43674.5417 | 0.551 | 0.929
2019-07-28 14:00 | 43674.5833 | 0.54 | 0.407
2019-07-28 15:00 | 43674.625 | 0.633 | 0.352
2019-07-28 16:00 | 43674.6667 | 0.443 | 0.33
2019-07-28 17:00 | 43674.7083 | 0.424 | 1.485
2019-07-28 18:00 | 43674.75 | 0.496 | 0.376
2019-07-28 19:00 | 43674.7917 | 0.409 | 0.333
2019-07-28 20:00 | 43674.8333 | 0.417 | 0.325
2019-07-28 21:00 | 43674.875 | 0.436 | 0.504
2019-07-28 22:00 | 43674.9167 | 0.463 | 0.884
2019-07-28 23:00 | 43674.9583 | 0.44 | 0.841
2019-07-29 | 43675 | 0.408 | 0.701
2019-07-29 01:00 | 43675.0417 | 0.369 | 0.449
2019-07-29 02:00 | 43675.0833 | 0.318 | 0.48
2019-07-29 03:00 | 43675.125 | 0.39 | 0.48
2019-07-29 04:00 | 43675.1667 | 0.399 | 0.417
2019-07-29 05:00 | 43675.2083 | 0.492 | 0.5
2019-07-29 06:00 | 43675.25 | 0.484 | 0.495
2019-07-29 07:00 | 43675.2917 | 0.387 | 1.787
2019-07-29 08:00 | 43675.3333 | 0.536 | 1.628
2019-07-29 09:00 | 43675.375 | 0.489 | 1.999
2019-07-29 10:00 | 43675.4167 | 0.449 | 1.267
2019-07-29 11:00 | 43675.4583 | 0.439 | 1.432
2019-07-29 12:00 | 43675.5 | 0.379 | 2.538
2019-07-29 13:00 | 43675.5417 | 0.458 | 0.823
2019-07-29 14:00 | 43675.5833 | 0.759 | 0.788
2019-07-29 15:00 | 43675.625 | 0.469 | 0.569
2019-07-29 16:00 | 43675.6667 | 0.454 | 0.492
2019-07-29 17:00 | 43675.7083 | 1.308 | 0.348
2019-07-29 18:00 | 43675.75 | 0.398 | 0.58
2019-07-29 19:00 | 43675.7917 | 0.362 | 0.643
2019-07-29 20:00 | 43675.8333 | 0.549 | 0.594
2019-07-29 21:00 | 43675.875 | 0.448 | 0.617
2019-07-29 22:00 | 43675.9167 | 0.496 | 1.469
2019-07-29 23:00 | 43675.9583 | 0.475 | 1.507
2019-07-30 | 43676 | 0.472 | 0.563
2019-07-30 01:00 | 43676.0417 | 0.431 | 0.528
2019-07-30 02:00 | 43676.0833 | 0.381 | 0.508
2019-07-30 03:00 | 43676.125 | 0.347 | 0.507
2019-07-30 04:00 | 43676.1667 | 0.346 | 0.55
2019-07-30 05:00 | 43676.2083 | 0.349 | 0.448
2019-07-30 06:00 | 43676.25 | 0.357 | 0.545
2019-07-30 07:00 | 43676.2917 | 0.48 | 0.529
2019-07-30 08:00 | 43676.3333 | 0.413 | 2.837
2019-07-30 09:00 | 43676.375 | 0.515 | 1.104
2019-07-30 10:00 | 43676.4167 | 1.58 | 0.386
2019-07-30 11:00 | 43676.4583 | 1.146 | 0.363
2019-07-30 12:00 | 43676.5 | 0.46 | 0.403
2019-07-30 13:00 | 43676.5417 | 1.103 | 0.45
2019-07-30 14:00 | 43676.5833 | 0.619 | 2.178
2019-07-30 15:00 | 43676.625 | 0.529 | 0.543
2019-07-30 16:00 | 43676.6667 | 0.467 | 0.441
2019-07-30 17:00 | 43676.7083 | 0.428 | 0.577
2019-07-30 18:00 | 43676.75 | 0.432 | 0.502
2019-07-30 19:00 | 43676.7917 | 0.35 | 0.437
2019-07-30 20:00 | 43676.8333 | 0.383 | 0.417
2019-07-30 21:00 | 43676.875 | 0.571 | 0.536
2019-07-30 22:00 | 43676.9167 | 0.494 | 0.775
2019-07-30 23:00 | 43676.9583 | 0.477 | 0.603
2019-07-31 | 43677 | 0.484 | 0.547
2019-07-31 01:00 | 43677.0417 | 0.399 | 0.632
2019-07-31 02:00 | 43677.0833 | 0.348 | 0.565
2019-07-31 03:00 | 43677.125 | 0.345 | 0.668
2019-07-31 04:00 | 43677.1667 | 0.355 | 0.603
2019-07-31 05:00 | 43677.2083 | 0.385 | 0.565
2019-07-31 06:00 | 43677.25 | 0.545 | 0.577
2019-07-31 07:00 | 43677.2917 | 0.309 | 1.298
2019-07-31 08:00 | 43677.3333 | 0.457 | 1.196
2019-07-31 09:00 | 43677.375 | 0.358 | 1.828
2019-07-31 10:00 | 43677.4167 | 0.456 | 0.658
2019-07-31 11:00 | 43677.4583 | 0.865 | 0.421
2019-07-31 12:00 | 43677.5 | 0.55 | 1.645
2019-07-31 13:00 | 43677.5417 | 0.696 | 0.698
2019-07-31 14:00 | 43677.5833 | 2.02 | 0.491
2019-07-31 15:00 | 43677.625 | 1.337 | 0.443
2019-07-31 16:00 | 43677.6667 | 1.235 | 0.567
2019-07-31 17:00 | 43677.7083 | 1.229 | 0.388
2019-07-31 18:00 | 43677.75 | 1.331 | 0.412
2019-07-31 19:00 | 43677.7917 | 1.286 | 0.396
2019-07-31 20:00 | 43677.8333 | 1.055 | 0.495
2019-07-31 21:00 | 43677.875 | 0.604 | 1.749
2019-07-31 22:00 | 43677.9167 | 0.557 | 1.125
2019-07-31 23:00 | 43677.9583 | 0.507 | 2.296
2019-08-01 | 43678 | 0.466 | 1.061
2019-08-01 01:00 | 43678.0417 | 0.364 | 0.858
2019-08-01 02:00 | 43678.0833 | 0.38 | 0.374
2019-08-01 03:00 | 43678.125 | 0.519 | 0.348
2019-08-01 04:00 | 43678.1667 | 0.359 | 0.424
2019-08-01 05:00 | 43678.2083 | 0.355 | 0.425
2019-08-01 06:00 | 43678.25 | 0.362 | 0.408
2019-08-01 07:00 | 43678.2917 | 0.434 | 0.41
2019-08-01 08:00 | 43678.3333 | 0.487 | 0.414
2019-08-01 09:00 | 43678.375 | 0.878 | 0.766
2019-08-01 10:00 | 43678.4167 | 0.765 | 0.959
2019-08-01 11:00 | 43678.4583 | 0.941 | 1.228
2019-08-01 12:00 | 43678.5 | 0.567 | 1.051
2019-08-01 13:00 | 43678.5417 | 0.925 | 0.437
2019-08-01 14:00 | 43678.5833 | 0.623 | 0.623
2019-08-01 15:00 | 43678.625 | 0.614 | 0.597
2019-08-01 16:00 | 43678.6667 | 0.543 | 0.687
2019-08-01 17:00 | 43678.7083 | 0.532 | 1.064
2019-08-01 18:00 | 43678.75 | 0.896 | 1.49
2019-08-01 19:00 | 43678.7917 | 0.441 | 0.9
2019-08-01 20:00 | 43678.8333 | 0.464 | 0.411
2019-08-01 21:00 | 43678.875 | 0.468 | 1.17
2019-08-01 22:00 | 43678.9167 | 0.503 | 2.078
2019-08-01 23:00 | 43678.9583 | 0.482 | 0.887
2019-08-02 | 43679 | 0.479 | 0.564
2019-08-02 01:00 | 43679.0417 | 0.484 | 0.458
2019-08-02 02:00 | 43679.0833 | 0.549 | 0.439
2019-08-02 03:00 | 43679.125 | 0.409 | 0.545
2019-08-02 04:00 | 43679.1667 | 0.404 | 0.531
2019-08-02 05:00 | 43679.2083 | 0.364 | 0.503
2019-08-02 06:00 | 43679.25 | 0.363 | 0.531
2019-08-02 07:00 | 43679.2917 | 0.255 | 0.416
2019-08-02 08:00 | 43679.3333 | 0.295 | 0.428
2019-08-02 09:00 | 43679.375 | 0.609 | 0.553
2019-08-02 10:00 | 43679.4167 | 0.477 | 1.493
2019-08-02 11:00 | 43679.4583 | 0.493 | 1.154
2019-08-02 12:00 | 43679.5 | 0.75 | 1.483
2019-08-02 13:00 | 43679.5417 | 0.669 | 0.391
2019-08-02 14:00 | 43679.5833 | 1.37 | 0.378
2019-08-02 15:00 | 43679.625 | 1.287 | 0.721
2019-08-02 16:00 | 43679.6667 | 0.538 | 0.452
2019-08-02 17:00 | 43679.7083 | 0.512 | 0.474
2019-08-02 18:00 | 43679.75 | 0.516 | 1.249
2019-08-02 19:00 | 43679.7917 | 0.764 | 2.457
2019-08-02 20:00 | 43679.8333 | 0.564 | 2.054
2019-08-02 21:00 | 43679.875 | 0.533 | 0.602
2019-08-02 22:00 | 43679.9167 | 0.565 | 1.101
2019-08-02 23:00 | 43679.9583 | 0.482 | 1.39
2019-08-03 | 43680 | 0.478 | 0.789
2019-08-03 01:00 | 43680.0417 | 0.397 | 0.707
2019-08-03 02:00 | 43680.0833 | 0.393 | 0.68
2019-08-03 03:00 | 43680.125 | 0.375 | 0.471
2019-08-03 04:00 | 43680.1667 | 0.365 | 0.388
2019-08-03 05:00 | 43680.2083 | 0.366 | 0.354
2019-08-03 06:00 | 43680.25 | 0.621 | 0.358
2019-08-03 07:00 | 43680.2917 | 0.575 | 0.394
2019-08-03 08:00 | 43680.3333 | 0.48 | 0.396
2019-08-03 09:00 | 43680.375 | 0.485 | 0.434
2019-08-03 10:00 | 43680.4167 | 0.548 | 1.612
2019-08-03 11:00 | 43680.4583 | 0.463 | 0.468
2019-08-03 12:00 | 43680.5 | 0.674 | 0.998
2019-08-03 13:00 | 43680.5417 | 0.569 | 0.712
2019-08-03 14:00 | 43680.5833 | 0.534 | 0.485
2019-08-03 15:00 | 43680.625 | 0.471 | 0.402
2019-08-03 16:00 | 43680.6667 | 0.444 | 0.473
2019-08-03 17:00 | 43680.7083 | 0.411 | 0.404
2019-08-03 18:00 | 43680.75 | 0.471 | 0.791
2019-08-03 19:00 | 43680.7917 | 0.469 | 1.679
2019-08-03 20:00 | 43680.8333 | 0.616 | 0.61
2019-08-03 21:00 | 43680.875 | 0.436 | 1.172
2019-08-03 22:00 | 43680.9167 | 0.518 | 1.907
2019-08-03 23:00 | 43680.9583 | 0.505 | 0.679
2019-08-04 | 43681 | 0.391 | 0.577
2019-08-04 01:00 | 43681.0417 | 0.38 | 0.534
2019-08-04 02:00 | 43681.0833 | 0.391 | 0.525
2019-08-04 03:00 | 43681.125 | 0.372 | 0.477
2019-08-04 04:00 | 43681.1667 | 0.4 | 0.456
2019-08-04 05:00 | 43681.2083 | 0.367 | 0.524
2019-08-04 06:00 | 43681.25 | 0.372 | 0.458
2019-08-04 07:00 | 43681.2917 | 0.516 | 0.452
2019-08-04 08:00 | 43681.3333 | 0.433 | 0.542
2019-08-04 09:00 | 43681.375 | 0.495 | 0.409
2019-08-04 10:00 | 43681.4167 | 0.431 | 0.445
2019-08-04 11:00 | 43681.4583 | 1.317 | 0.522
2019-08-04 12:00 | 43681.5 | 0.998 | 0.638
2019-08-04 13:00 | 43681.5417 | 0.667 | 0.459
2019-08-04 14:00 | 43681.5833 | 0.433 | 0.636
2019-08-04 15:00 | 43681.625 | 0.452 | 1.55
2019-08-04 16:00 | 43681.6667 | 0.442 | 0.381
2019-08-04 17:00 | 43681.7083 | 0.423 | 0.644
2019-08-04 18:00 | 43681.75 | 0.408 | 1.595
2019-08-04 19:00 | 43681.7917 | 0.39 | 2.066
2019-08-04 20:00 | 43681.8333 | 0.417 | 2.331
2019-08-04 21:00 | 43681.875 | 0.535 | 1.585
2019-08-04 22:00 | 43681.9167 | 0.519 | 0.866
2019-08-04 23:00 | 43681.9583 | 0.486 | 0.795
2019-08-05 | 43682 | 0.456 | 0.891
2019-08-05 01:00 | 43682.0417 | 0.362 | 0.713
2019-08-05 02:00 | 43682.0833 | 0.356 | 0.699
2019-08-05 03:00 | 43682.125 | 0.426 | 0.734
2019-08-05 04:00 | 43682.1667 | 0.388 | 0.417
2019-08-05 05:00 | 43682.2083 | 0.366 | 0.459
2019-08-05 06:00 | 43682.25 | 0.618 | 0.578
2019-08-05 07:00 | 43682.2917 | 1.448 | 0.457
2019-08-05 08:00 | 43682.3333 | 0.571 | 0.536
2019-08-05 09:00 | 43682.375 | 0.942 | 0.509
2019-08-05 10:00 | 43682.4167 | 0.484 | 1.823
2019-08-05 11:00 | 43682.4583 | 0.526 | 0.904
2019-08-05 12:00 | 43682.5 | 0.533 | 1.356
2019-08-05 13:00 | 43682.5417 | 0.976 | 1.962
2019-08-05 14:00 | 43682.5833 | 0.739 | 0.427
2019-08-05 15:00 | 43682.625 | 0.604 | 0.451
2019-08-05 16:00 | 43682.6667 | 0.568 | 0.572
2019-08-05 17:00 | 43682.7083 | 0.566 | 1.27
2019-08-05 18:00 | 43682.75 | 0.53 | 1.446
2019-08-05 19:00 | 43682.7917 | 0.545 | 3.001
2019-08-05 20:00 | 43682.8333 | 0.478 | 1.706
2019-08-05 21:00 | 43682.875 | 0.544 | 0.579
2019-08-05 22:00 | 43682.9167 | 0.499 | 0.512
2019-08-05 23:00 | 43682.9583 | 0.499 | 0.498
2019-08-06 | 43683 | 0.457 | 0.521
2019-08-06 01:00 | 43683.0417 | 0.556 | 0.441
2019-08-06 02:00 | 43683.0833 | 0.416 | 0.48
2019-08-06 03:00 | 43683.125 | 0.423 | 0.469
2019-08-06 04:00 | 43683.1667 | 0.363 | 0.457
2019-08-06 05:00 | 43683.2083 | 0.378 | 0.476
2019-08-06 06:00 | 43683.25 | 0.411 | 0.451
2019-08-06 07:00 | 43683.2917 | 0.558 | 0.46
2019-08-06 08:00 | 43683.3333 | 1.204 | 0.524
2019-08-06 09:00 | 43683.375 | 1.047 | 0.585
2019-08-06 10:00 | 43683.4167 | 0.475 | 0.558
2019-08-06 11:00 | 43683.4583 | 0.567 | 2.086
2019-08-06 12:00 | 43683.5 | 0.59 | 0.754
2019-08-06 13:00 | 43683.5417 | 0.932 | 0.742
2019-08-06 14:00 | 43683.5833 | 0.696 | 0.794
2019-08-06 15:00 | 43683.625 | 0.528 | 0.442
2019-08-06 16:00 | 43683.6667 | 0.544 | 0.513
2019-08-06 17:00 | 43683.7083 | 0.48 | 0.484
2019-08-06 18:00 | 43683.75 | 1.181 | 0.446
2019-08-06 19:00 | 43683.7917 | 1.133 | 0.536
2019-08-06 20:00 | 43683.8333 | 0.844 | 0.972
2019-08-06 21:00 | 43683.875 | 0.605 | 1.789
2019-08-06 22:00 | 43683.9167 | 0.52 | 1.702
2019-08-06 23:00 | 43683.9583 | 0.53 | 1.179
2019-08-07 | 43684 | 0.518 | 1.099
2019-08-07 01:00 | 43684.0417 | 0.447 | 1.03
2019-08-07 02:00 | 43684.0833 | 0.379 | 0.742
2019-08-07 03:00 | 43684.125 | 0.38 | 0.422
2019-08-07 04:00 | 43684.1667 | 0.413 | 0.418
2019-08-07 05:00 | 43684.2083 | 0.382 | 0.487
2019-08-07 06:00 | 43684.25 | 0.547 | 0.41
2019-08-07 07:00 | 43684.2917 | 0.403 | 0.423
2019-08-07 08:00 | 43684.3333 | 0.573 | 0.463
2019-08-07 09:00 | 43684.375 | 0.897 | 0.542
2019-08-07 10:00 | 43684.4167 | 0.687 | 0.907
2019-08-07 11:00 | 43684.4583 | 0.555 | 2.355
2019-08-07 12:00 | 43684.5 | 0.587 | 0.496
2019-08-07 13:00 | 43684.5417 | 1.339 | 0.661
2019-08-07 14:00 | 43684.5833 | 0.731 | 0.568
2019-08-07 15:00 | 43684.625 | 0.539 | 0.415
2019-08-07 16:00 | 43684.6667 | 0.514 | 0.403
2019-08-07 17:00 | 43684.7083 | 0.552 | 0.485
2019-08-07 18:00 | 43684.75 | 0.488 | 0.974
2019-08-07 19:00 | 43684.7917 | 0.569 | 0.995
2019-08-07 20:00 | 43684.8333 | 1.191 | 1.685
2019-08-07 21:00 | 43684.875 | 0.795 | 1.989
2019-08-07 22:00 | 43684.9167 | 1.471 | 2.102
2019-08-07 23:00 | 43684.9583 | 0.55 | 0.909
2019-08-08 | 43685 | 0.466 | 0.854
2019-08-08 01:00 | 43685.0417 | 0.404 | 0.494
2019-08-08 02:00 | 43685.0833 | 0.361 | 0.443
2019-08-08 03:00 | 43685.125 | 0.388 | 0.46
2019-08-08 04:00 | 43685.1667 | 0.35 | 0.447
2019-08-08 05:00 | 43685.2083 | 0.37 | 0.445
2019-08-08 06:00 | 43685.25 | 0.459 | 0.465
2019-08-08 07:00 | 43685.2917 | 0.744 | 0.42
2019-08-08 08:00 | 43685.3333 | 2.061 | 0.504
2019-08-08 09:00 | 43685.375 | 0.959 | 0.5
2019-08-08 10:00 | 43685.4167 | 0.635 | 1.399
2019-08-08 11:00 | 43685.4583 | 0.615 | 1.452
2019-08-08 12:00 | 43685.5 | 0.519 | 0.909
2019-08-08 13:00 | 43685.5417 | 0.678 | 0.904
2019-08-08 14:00 | 43685.5833 | 0.752 | 0.421
2019-08-08 15:00 | 43685.625 | 0.597 | 0.639
2019-08-08 16:00 | 43685.6667 | 0.566 | 1.81
2019-08-08 17:00 | 43685.7083 | 0.523 | 0.977
2019-08-08 18:00 | 43685.75 | 0.483 | 0.607
2019-08-08 19:00 | 43685.7917 | 0.819 | 2.335
2019-08-08 20:00 | 43685.8333 | 0.769 | 1.106
2019-08-08 21:00 | 43685.875 | 0.593 | 0.478
2019-08-08 22:00 | 43685.9167 | 0.572 | 0.57
2019-08-08 23:00 | 43685.9583 | 0.529 | 0.595
2019-08-09 | 43686 | 0.523 | 0.568
2019-08-09 01:00 | 43686.0417 | 0.611 | 0.514
2019-08-09 02:00 | 43686.0833 | 0.461 | 0.479
2019-08-09 03:00 | 43686.125 | 0.409 | 0.462
2019-08-09 04:00 | 43686.1667 | 0.404 | 0.45
2019-08-09 05:00 | 43686.2083 | 0.436 | 0.447
2019-08-09 06:00 | 43686.25 | 0.41 | 0.447
2019-08-09 07:00 | 43686.2917 | 0.322 | 0.447
2019-08-09 08:00 | 43686.3333 | 0.735 | 0.461
2019-08-09 09:00 | 43686.375 | 1.573 | 0.646
2019-08-09 10:00 | 43686.4167 | 0.601 | 1.609
2019-08-09 11:00 | 43686.4583 | 0.549 | 0.7
2019-08-09 12:00 | 43686.5 | 1.171 | 1.333
2019-08-09 13:00 | 43686.5417 | 1.136 | 1.812
2019-08-09 14:00 | 43686.5833 | 1.705 | 0.909
2019-08-09 15:00 | 43686.625 | 0.533 | 0.592
2019-08-09 16:00 | 43686.6667 | 0.622 | 0.792
2019-08-09 17:00 | 43686.7083 | 0.544 | 1.349
2019-08-09 18:00 | 43686.75 | 0.546 | 0.367
2019-08-09 19:00 | 43686.7917 | 0.449 | 0.386
2019-08-09 20:00 | 43686.8333 | 0.475 | 0.37
2019-08-09 21:00 | 43686.875 | 0.488 | 0.824
2019-08-09 22:00 | 43686.9167 | 0.559 | 0.694
2019-08-09 23:00 | 43686.9583 | 0.744 | 0.852
2019-08-10 | 43687 | 0.818 | 0.615
2019-08-10 01:00 | 43687.0417 | 0.568 | 0.47
2019-08-10 02:00 | 43687.0833 | 0.468 | 0.418
2019-08-10 03:00 | 43687.125 | 0.429 | 0.531
2019-08-10 04:00 | 43687.1667 | 0.451 | 0.68
2019-08-10 05:00 | 43687.2083 | 0.436 | 1.297
2019-08-10 06:00 | 43687.25 | 0.419 | 0.409
2019-08-10 07:00 | 43687.2917 | 0.683 | 0.406
2019-08-10 08:00 | 43687.3333 | 0.527 | 0.537
2019-08-10 09:00 | 43687.375 | 0.834 | 1.04
2019-08-10 10:00 | 43687.4167 | 0.607 | 1.387
2019-08-10 11:00 | 43687.4583 | 0.533 | 1.626
2019-08-10 12:00 | 43687.5 | 0.531 | 1.607
2019-08-10 13:00 | 43687.5417 | 0.763 | 2.738
2019-08-10 14:00 | 43687.5833 | 0.651 | 1.233
2019-08-10 15:00 | 43687.625 | 0.755 | 0.453
2019-08-10 16:00 | 43687.6667 | 0.52 | 0.483
2019-08-10 17:00 | 43687.7083 | 0.45 | 0.448
2019-08-10 18:00 | 43687.75 | 0.382 | 1.14
2019-08-10 19:00 | 43687.7917 | 0.426 | 1.886
2019-08-10 20:00 | 43687.8333 | 0.374 | 1.156
2019-08-10 21:00 | 43687.875 | 0.589 | 0.657
2019-08-10 22:00 | 43687.9167 | 1.577 | 0.785
2019-08-10 23:00 | 43687.9583 | 1.015 | 0.812
2019-08-11 | 43688 | 0.595 | 0.822
2019-08-11 01:00 | 43688.0417 | 0.44 | 0.678
2019-08-11 02:00 | 43688.0833 | 0.42 | 0.421
2019-08-11 03:00 | 43688.125 | 0.437 | 0.463
2019-08-11 04:00 | 43688.1667 | 0.388 | 0.41
2019-08-11 05:00 | 43688.2083 | 0.408 | 0.459
2019-08-11 06:00 | 43688.25 | 0.442 | 0.402
2019-08-11 07:00 | 43688.2917 | 0.446 | 0.398
2019-08-11 08:00 | 43688.3333 | 0.625 | 0.428
2019-08-11 09:00 | 43688.375 | 0.638 | 0.532
2019-08-11 10:00 | 43688.4167 | 0.588 | 0.497
2019-08-11 11:00 | 43688.4583 | 0.979 | 1.962
2019-08-11 12:00 | 43688.5 | 0.741 | 0.501
2019-08-11 13:00 | 43688.5417 | 0.64 | 0.35
2019-08-11 14:00 | 43688.5833 | 0.449 | 0.357
2019-08-11 15:00 | 43688.625 | 0.696 | 0.371
2019-08-11 16:00 | 43688.6667 | 0.524 | 0.424
2019-08-11 17:00 | 43688.7083 | 0.471 | 1.679
2019-08-11 18:00 | 43688.75 | 0.438 | 1.496
2019-08-11 19:00 | 43688.7917 | 0.502 | 0.408
2019-08-11 20:00 | 43688.8333 | 0.46 | 0.36
2019-08-11 21:00 | 43688.875 | 0.507 | 1.174
2019-08-11 22:00 | 43688.9167 | 1.541 | 1.46
2019-08-11 23:00 | 43688.9583 | 1.014 | 0.675
2019-08-12 | 43689 | 0.437 | 0.823
2019-08-12 01:00 | 43689.0417 | 0.49 | 0.613
2019-08-12 02:00 | 43689.0833 | 0.485 | 0.759
2019-08-12 03:00 | 43689.125 | 0.404 | 0.445
2019-08-12 04:00 | 43689.1667 | 0.413 | 0.544
2019-08-12 05:00 | 43689.2083 | 0.408 | 0.578
2019-08-12 06:00 | 43689.25 | 0.424 | 0.435
2019-08-12 07:00 | 43689.2917 | 1.499 | 0.706
2019-08-12 08:00 | 43689.3333 | 0.557 | 0.423
2019-08-12 09:00 | 43689.375 | 0.954 | 0.516
2019-08-12 10:00 | 43689.4167 | 0.601 | 1.637
2019-08-12 11:00 | 43689.4583 | 0.4 | 0.821
2019-08-12 12:00 | 43689.5 | 0.428 | 1.697
2019-08-12 13:00 | 43689.5417 | 0.468 | 2.26
2019-08-12 14:00 | 43689.5833 | 0.616 | 0.614
2019-08-12 15:00 | 43689.625 | 0.68 | 0.451
2019-08-12 16:00 | 43689.6667 | 0.581 | 0.524
2019-08-12 17:00 | 43689.7083 | 0.473 | 0.485
2019-08-12 18:00 | 43689.75 | 0.674 | 0.365
2019-08-12 19:00 | 43689.7917 | 0.515 | 0.384
2019-08-12 20:00 | 43689.8333 | 0.523 | 0.457
2019-08-12 21:00 | 43689.875 | 0.7 | 0.964
2019-08-12 22:00 | 43689.9167 | 1.491 | 2.912
2019-08-12 23:00 | 43689.9583 | 0.994 | 1.422
2019-08-13 | 43690 | 0.719 | 0.663
2019-08-13 01:00 | 43690.0417 | 0.478 | 0.588
2019-08-13 02:00 | 43690.0833 | 0.397 | 0.531
2019-08-13 03:00 | 43690.125 | 0.415 | 0.568
2019-08-13 04:00 | 43690.1667 | 0.412 | 0.541
2019-08-13 05:00 | 43690.2083 | 0.396 | 0.597
2019-08-13 06:00 | 43690.25 | 0.425 | 0.55
2019-08-13 07:00 | 43690.2917 | 0.763 | 0.555
2019-08-13 08:00 | 43690.3333 | 1.133 | 0.517
2019-08-13 09:00 | 43690.375 | 1.255 | 0.837
2019-08-13 10:00 | 43690.4167 | 0.479 | 1.409
2019-08-13 11:00 | 43690.4583 | 0.428 | 1.948
2019-08-13 12:00 | 43690.5 | 0.454 | 0.497
2019-08-13 13:00 | 43690.5417 | 0.536 | 0.363
2019-08-13 14:00 | 43690.5833 | 0.807 | 0.792
2019-08-13 15:00 | 43690.625 | 0.685 | 1.465
2019-08-13 16:00 | 43690.6667 | 0.513 | 0.397
2019-08-13 17:00 | 43690.7083 | 0.436 | 0.854
2019-08-13 18:00 | 43690.75 | 0.401 | 0.689
2019-08-13 19:00 | 43690.7917 | 0.401 | 0.484
2019-08-13 20:00 | 43690.8333 | 0.663 | 1.531
2019-08-13 21:00 | 43690.875 | 0.6 | 0.53
2019-08-13 22:00 | 43690.9167 | 1.545 | 0.573
2019-08-13 23:00 | 43690.9583 | 0.958 | 0.573
2019-08-14 | 43691 | 0.459 | 0.888
2019-08-14 01:00 | 43691.0417 | 0.436 | 0.969
2019-08-14 02:00 | 43691.0833 | 0.473 | 0.809
2019-08-14 03:00 | 43691.125 | 0.406 | 0.68
2019-08-14 04:00 | 43691.1667 | 0.41 | 0.69
2019-08-14 05:00 | 43691.2083 | 0.422 | 0.55
2019-08-14 06:00 | 43691.25 | 0.404 | 0.419
2019-08-14 07:00 | 43691.2917 | 0.834 | 0.54
2019-08-14 08:00 | 43691.3333 | 0.837 | 0.461
2019-08-14 09:00 | 43691.375 | 1.388 | 0.581
2019-08-14 10:00 | 43691.4167 | 0.513 | 2.057
2019-08-14 11:00 | 43691.4583 | 0.62 | 0.378
2019-08-14 12:00 | 43691.5 | 0.556 | 0.36
2019-08-14 13:00 | 43691.5417 | 0.984 | 1.791
2019-08-14 14:00 | 43691.5833 | 1.028 | 0.536
2019-08-14 15:00 | 43691.625 | 0.811 | 0.393
2019-08-14 16:00 | 43691.6667 | 0.637 | 0.369
2019-08-14 17:00 | 43691.7083 | 0.656 | 0.344
2019-08-14 18:00 | 43691.75 | 0.56 | 0.343
2019-08-14 19:00 | 43691.7917 | 0.464 | 0.35
2019-08-14 20:00 | 43691.8333 | 0.614 | 0.915
2019-08-14 21:00 | 43691.875 | 0.679 | 1.907
2019-08-14 22:00 | 43691.9167 | 0.549 | 2.598
2019-08-14 23:00 | 43691.9583 | 0.571 | 0.982
2019-08-15 | 43692 | 0.584 | 0.751
2019-08-15 01:00 | 43692.0417 | 0.55 | 0.624
2019-08-15 02:00 | 43692.0833 | 0.423 | 0.484
2019-08-15 03:00 | 43692.125 | 0.418 | 0.513
2019-08-15 04:00 | 43692.1667 | 0.427 | 0.489
2019-08-15 05:00 | 43692.2083 | 0.436 | 0.488
2019-08-15 06:00 | 43692.25 | 0.419 | 0.47
2019-08-15 07:00 | 43692.2917 | 0.364 | 0.458
2019-08-15 08:00 | 43692.3333 | 0.658 | 0.449
2019-08-15 09:00 | 43692.375 | 0.47 | 0.441
2019-08-15 10:00 | 43692.4167 | 0.668 | 0.46
2019-08-15 11:00 | 43692.4583 | 3.171 | 1.806
2019-08-15 12:00 | 43692.5 | 1.241 | 0.395
2019-08-15 13:00 | 43692.5417 | 1.683 | 1.527
2019-08-15 14:00 | 43692.5833 | 1.039 | 3.013
2019-08-15 15:00 | 43692.625 | 1.589 | 1.228
2019-08-15 16:00 | 43692.6667 | 0.966 | 0.345
2019-08-15 17:00 | 43692.7083 | 0.542 | 0.453
2019-08-15 18:00 | 43692.75 | 0.451 | 0.36
2019-08-15 19:00 | 43692.7917 | 0.523 | 0.356
2019-08-15 20:00 | 43692.8333 | 0.549 | 0.415
2019-08-15 21:00 | 43692.875 | 0.62 | 0.912
2019-08-15 22:00 | 43692.9167 | 0.566 | 2.69
2019-08-15 23:00 | 43692.9583 | 0.492 | 1.493
2019-08-16 | 43693 | 0.472 | 1.22
2019-08-16 01:00 | 43693.0417 | 0.531 | 1.01
2019-08-16 02:00 | 43693.0833 | 0.67 | 0.842
2019-08-16 03:00 | 43693.125 | 0.675 | 0.842
2019-08-16 04:00 | 43693.1667 | 0.6 | 0.638
2019-08-16 05:00 | 43693.2083 | 0.544 | 0.533
2019-08-16 06:00 | 43693.25 | 0.544 | 0.591
2019-08-16 07:00 | 43693.2917 | 0.582 | 0.449
2019-08-16 08:00 | 43693.3333 | 0.502 | 0.473
2019-08-16 09:00 | 43693.375 | 0.544 | 1.526
2019-08-16 10:00 | 43693.4167 | 0.469 | 1.672
2019-08-16 11:00 | 43693.4583 | 0.962 | 2.673
2019-08-16 12:00 | 43693.5 | 0.557 | 1.155
2019-08-16 13:00 | 43693.5417 | 0.654 | 0.867
2019-08-16 14:00 | 43693.5833 | 0.856 | 0.677
2019-08-16 15:00 | 43693.625 | 0.552 | 0.481
2019-08-16 16:00 | 43693.6667 | 0.549 | 0.864
2019-08-16 17:00 | 43693.7083 | 0.501 | 0.708
2019-08-16 18:00 | 43693.75 | 0.454 | 1.029
2019-08-16 19:00 | 43693.7917 | 0.441 | 1.681
2019-08-16 20:00 | 43693.8333 | 0.479 | 1.849
2019-08-16 21:00 | 43693.875 | 0.58 | 1.573
2019-08-16 22:00 | 43693.9167 | 0.484 | 1.306
2019-08-16 23:00 | 43693.9583 | 0.471 | 1.028
2019-08-17 | 43694 | 0.488 | 1.137
2019-08-17 01:00 | 43694.0417 | 0.488 | 1.162
2019-08-17 02:00 | 43694.0833 | 0.471 | 1.034
2019-08-17 03:00 | 43694.125 | 0.363 | 0.815
2019-08-17 04:00 | 43694.1667 | 0.364 | 0.482
2019-08-17 05:00 | 43694.2083 | 0.368 | 0.512
2019-08-17 06:00 | 43694.25 | 0.397 | 0.454
2019-08-17 07:00 | 43694.2917 | 0.277 | 0.497
2019-08-17 08:00 | 43694.3333 | 0.285 | 1.448
2019-08-17 09:00 | 43694.375 | 0.595 | 0.367
2019-08-17 10:00 | 43694.4167 | 0.587 | 0.47
2019-08-17 11:00 | 43694.4583 | 0.619 | 0.423
2019-08-17 12:00 | 43694.5 | 0.666 | 0.681
2019-08-17 13:00 | 43694.5417 | 0.802 | 1.503
2019-08-17 14:00 | 43694.5833 | 0.65 | 1.041
2019-08-17 15:00 | 43694.625 | 1.255 | 0.402
2019-08-17 16:00 | 43694.6667 | 0.603 | 0.391
2019-08-17 17:00 | 43694.7083 | 0.493 | 0.43
2019-08-17 18:00 | 43694.75 | 0.51 | 0.421
2019-08-17 19:00 | 43694.7917 | 0.494 | 0.421
2019-08-17 20:00 | 43694.8333 | 0.484 | 1.055
2019-08-17 21:00 | 43694.875 | 0.537 | 2.048
2019-08-17 22:00 | 43694.9167 | 0.546 | 1.801
2019-08-17 23:00 | 43694.9583 | 0.519 | 1.253
2019-08-18 | 43695 | 0.513 | 0.759
2019-08-18 01:00 | 43695.0417 | 0.367 | 0.753
2019-08-18 02:00 | 43695.0833 | 0.397 | 0.439
2019-08-18 03:00 | 43695.125 | 0.376 | 0.472
2019-08-18 04:00 | 43695.1667 | 0.391 | 0.442
2019-08-18 05:00 | 43695.2083 | 0.373 | 0.432
2019-08-18 06:00 | 43695.25 | 0.406 | 0.423
2019-08-18 07:00 | 43695.2917 | 1.361 | 0.375
2019-08-18 08:00 | 43695.3333 | 1.808 | 0.35
2019-08-18 09:00 | 43695.375 | 1.154 | 1.097
2019-08-18 10:00 | 43695.4167 | 1.803 | 1.079
2019-08-18 11:00 | 43695.4583 | 1.877 | 0.51
2019-08-18 12:00 | 43695.5 | 1.753 | 0.526
2019-08-18 13:00 | 43695.5417 | 0.727 | 0.951
2019-08-18 14:00 | 43695.5833 | 0.745 | 1.298
2019-08-18 15:00 | 43695.625 | 1.135 | 0.989
2019-08-18 16:00 | 43695.6667 | 0.926 | 1.885
2019-08-18 17:00 | 43695.7083 | 0.423 | 0.61
2019-08-18 18:00 | 43695.75 | 0.383 | 0.501
2019-08-18 19:00 | 43695.7917 | 0.391 | 1.974
2019-08-18 20:00 | 43695.8333 | 0.526 | 1.415
2019-08-18 21:00 | 43695.875 | 0.58 | 2.48
2019-08-18 22:00 | 43695.9167 | 0.524 | 0.993
2019-08-18 23:00 | 43695.9583 | 0.49 | 0.91
2019-08-19 | 43696 | 0.474 | 0.609
2019-08-19 01:00 | 43696.0417 | 0.38 | 0.505
2019-08-19 02:00 | 43696.0833 | 0.372 | 0.596
2019-08-19 03:00 | 43696.125 | 0.358 | 0.493
2019-08-19 04:00 | 43696.1667 | 0.342 | 0.55
2019-08-19 05:00 | 43696.2083 | 0.383 | 0.546
2019-08-19 06:00 | 43696.25 | 0.529 | 0.477
2019-08-19 07:00 | 43696.2917 | 0.638 | 1.568
2019-08-19 08:00 | 43696.3333 | 0.509 | 1.389
2019-08-19 09:00 | 43696.375 | 0.892 | 3.281
2019-08-19 10:00 | 43696.4167 | 0.686 | 0.538
2019-08-19 11:00 | 43696.4583 | 0.421 | 0.464
2019-08-19 12:00 | 43696.5 | 0.439 | 2.983
2019-08-19 13:00 | 43696.5417 | 1.107 | 0.721
2019-08-19 14:00 | 43696.5833 | 0.63 | 0.425
2019-08-19 15:00 | 43696.625 | 0.573 | 0.673
2019-08-19 16:00 | 43696.6667 | 0.526 | 0.473
2019-08-19 17:00 | 43696.7083 | 0.531 | 0.461
2019-08-19 18:00 | 43696.75 | 0.49 | 0.395
2019-08-19 19:00 | 43696.7917 | 0.479 | 1.599
2019-08-19 20:00 | 43696.8333 | 0.507 | 0.807
2019-08-19 21:00 | 43696.875 | 0.637 | 0.841
2019-08-19 22:00 | 43696.9167 | 0.483 | 1.037
2019-08-19 23:00 | 43696.9583 | 0.473 | 0.975
2019-08-20 | 43697 | 0.439 | 0.812
2019-08-20 01:00 | 43697.0417 | 0.354 | 0.586
2019-08-20 02:00 | 43697.0833 | 0.35 | 0.521
2019-08-20 03:00 | 43697.125 | 0.376 | 0.574
2019-08-20 04:00 | 43697.1667 | 0.346 | 0.499
2019-08-20 05:00 | 43697.2083 | 0.344 | 0.424
2019-08-20 06:00 | 43697.25 | 0.345 | 0.428
2019-08-20 07:00 | 43697.2917 | 0.644 | 1.957
2019-08-20 08:00 | 43697.3333 | 1.155 | 1.133
2019-08-20 09:00 | 43697.375 | 1.315 | 1.782
2019-08-20 10:00 | 43697.4167 | 0.494 | 1.102
2019-08-20 11:00 | 43697.4583 | 0.447 | 0.728
2019-08-20 12:00 | 43697.5 | 0.834 | 0.402
2019-08-20 13:00 | 43697.5417 | 1.087 | 1.17
2019-08-20 14:00 | 43697.5833 | 0.602 | 1.844
2019-08-20 15:00 | 43697.625 | 0.552 | 1.975
2019-08-20 16:00 | 43697.6667 | 0.536 | 0.377
2019-08-20 17:00 | 43697.7083 | 1.867 | 0.385
2019-08-20 18:00 | 43697.75 | 1.687 | 0.384
2019-08-20 19:00 | 43697.7917 | 0.92 | 2.15
2019-08-20 20:00 | 43697.8333 | 0.631 | 0.473
2019-08-20 21:00 | 43697.875 | 0.579 | 1.972
2019-08-20 22:00 | 43697.9167 | 0.629 | 1.317
2019-08-20 23:00 | 43697.9583 | 0.55 | 0.987
2019-08-21 | 43698 | 0.501 | 0.907
2019-08-21 01:00 | 43698.0417 | 0.445 | 0.663
2019-08-21 02:00 | 43698.0833 | 0.367 | 0.578
2019-08-21 03:00 | 43698.125 | 0.392 | 0.618
2019-08-21 04:00 | 43698.1667 | 0.365 | 1.377
2019-08-21 05:00 | 43698.2083 | 0.365 | 0.475
2019-08-21 06:00 | 43698.25 | 0.391 | 0.475
2019-08-21 07:00 | 43698.2917 | 0.832 | 0.635
2019-08-21 08:00 | 43698.3333 | 0.995 | 0.587
2019-08-21 09:00 | 43698.375 | 0.588 | 2.505
2019-08-21 10:00 | 43698.4167 | 0.495 | 0.744
2019-08-21 11:00 | 43698.4583 | 0.542 | 0.959
2019-08-21 12:00 | 43698.5 | 0.581 | 1.342
2019-08-21 13:00 | 43698.5417 | 0.996 | 2.267
2019-08-21 14:00 | 43698.5833 | 1.433 | 0.681
2019-08-21 15:00 | 43698.625 | 1.375 | 0.953
2019-08-21 16:00 | 43698.6667 | 0.521 | 1.513
2019-08-21 17:00 | 43698.7083 | 0.521 | 0.539
2019-08-21 18:00 | 43698.75 | 0.46 | 1.348
2019-08-21 19:00 | 43698.7917 | 0.455 | 1.213
2019-08-21 20:00 | 43698.8333 | 0.946 | 1.606
2019-08-21 21:00 | 43698.875 | 0.683 | 0.623
2019-08-21 22:00 | 43698.9167 | 0.501 | 1.04
2019-08-21 23:00 | 43698.9583 | 0.495 | 1.127
2019-08-22 | 43699 | 0.486 | 0.926
2019-08-22 01:00 | 43699.0417 | 0.446 | 0.6
2019-08-22 02:00 | 43699.0833 | 0.371 | 0.528
2019-08-22 03:00 | 43699.125 | 0.409 | 0.56
2019-08-22 04:00 | 43699.1667 | 0.427 | 0.574
2019-08-22 05:00 | 43699.2083 | 0.363 | 0.581
2019-08-22 06:00 | 43699.25 | 0.482 | 0.588
2019-08-22 07:00 | 43699.2917 | 0.4 | 1.264
2019-08-22 08:00 | 43699.3333 | 0.501 | 1.205
2019-08-22 09:00 | 43699.375 | 0.493 | 0.573
2019-08-22 10:00 | 43699.4167 | 0.466 | 1.325
2019-08-22 11:00 | 43699.4583 | 0.468 | 0.577
2019-08-22 12:00 | 43699.5 | 1.171 | 0.409
2019-08-22 13:00 | 43699.5417 | 0.903 | 0.426
2019-08-22 14:00 | 43699.5833 | 0.848 | 0.396
2019-08-22 15:00 | 43699.625 | 0.592 | 0.52
2019-08-22 16:00 | 43699.6667 | 0.55 | 0.651
2019-08-22 17:00 | 43699.7083 | 0.504 | 0.59
2019-08-22 18:00 | 43699.75 | 0.517 | 2.803
2019-08-22 19:00 | 43699.7917 | 0.459 | 2.219
2019-08-22 20:00 | 43699.8333 | 0.519 | 1.323
2019-08-22 21:00 | 43699.875 | 0.509 | 1.38
2019-08-22 22:00 | 43699.9167 | 0.544 | 1.747
2019-08-22 23:00 | 43699.9583 | 0.502 | 1.176
2019-08-23 | 43700 | 0.52 | 1.317
2019-08-23 01:00 | 43700.0417 | 0.528 | 0.896
2019-08-23 02:00 | 43700.0833 | 0.469 | 0.833
2019-08-23 03:00 | 43700.125 | 0.374 | 0.905
2019-08-23 04:00 | 43700.1667 | 0.365 | 0.794
2019-08-23 05:00 | 43700.2083 | 0.386 | 0.55
2019-08-23 06:00 | 43700.25 | 0.374 | 0.545
2019-08-23 07:00 | 43700.2917 | 0.403 | 0.884
2019-08-23 08:00 | 43700.3333 | 0.517 | 2.264
2019-08-23 09:00 | 43700.375 | 0.55 | 0.496
2019-08-23 10:00 | 43700.4167 | 0.486 | 1.936
2019-08-23 11:00 | 43700.4583 | 0.491 | 0.344
2019-08-23 12:00 | 43700.5 | 0.495 | 0.348
2019-08-23 13:00 | 43700.5417 | 0.833 | 0.327
2019-08-23 14:00 | 43700.5833 | 0.857 | 0.337
2019-08-23 15:00 | 43700.625 | 0.611 | 1.715
2019-08-23 16:00 | 43700.6667 | 0.552 | 0.437
2019-08-23 17:00 | 43700.7083 | 0.55 | 0.506
2019-08-23 18:00 | 43700.75 | 0.479 | 0.692
2019-08-23 19:00 | 43700.7917 | 0.469 | 2.186
2019-08-23 20:00 | 43700.8333 | 0.495 | 1.748
2019-08-23 21:00 | 43700.875 | 0.655 | 0.847
2019-08-23 22:00 | 43700.9167 | 0.54 | 1.169
2019-08-23 23:00 | 43700.9583 | 0.515 | 1.138
2019-08-24 | 43701 | 0.508 | 0.654
2019-08-24 01:00 | 43701.0417 | 0.505 | 0.62
2019-08-24 02:00 | 43701.0833 | 0.379 | 0.473
2019-08-24 03:00 | 43701.125 | 0.365 | 0.461
2019-08-24 04:00 | 43701.1667 | 0.372 | 0.448
2019-08-24 05:00 | 43701.2083 | 0.55 | 0.508
2019-08-24 06:00 | 43701.25 | 0.384 | 0.397
2019-08-24 07:00 | 43701.2917 | 0.674 | 0.376
2019-08-24 08:00 | 43701.3333 | 0.654 | 0.393
2019-08-24 09:00 | 43701.375 | 0.509 | 0.45
2019-08-24 10:00 | 43701.4167 | 0.53 | 1.694
2019-08-24 11:00 | 43701.4583 | 0.391 | 1.156
2019-08-24 12:00 | 43701.5 | 0.466 | 1.355
2019-08-24 13:00 | 43701.5417 | 0.4 | 3.227
2019-08-24 14:00 | 43701.5833 | 0.393 | 0.896
2019-08-24 15:00 | 43701.625 | 0.498 | 0.45
2019-08-24 16:00 | 43701.6667 | 0.431 | 0.586
2019-08-24 17:00 | 43701.7083 | 0.408 | 0.688
2019-08-24 18:00 | 43701.75 | 0.438 | 0.694
2019-08-24 19:00 | 43701.7917 | 0.388 | 1.215
2019-08-24 20:00 | 43701.8333 | 0.615 | 1.494
2019-08-24 21:00 | 43701.875 | 0.577 | 0.767
2019-08-24 22:00 | 43701.9167 | 0.541 | 0.852
2019-08-24 23:00 | 43701.9583 | 0.506 | 0.768
2019-08-25 | 43702 | 0.492 | 0.657
2019-08-25 01:00 | 43702.0417 | 0.501 | 0.649
2019-08-25 02:00 | 43702.0833 | 0.531 | 0.618
2019-08-25 03:00 | 43702.125 | 0.371 | 0.466
2019-08-25 04:00 | 43702.1667 | 0.345 | 0.446
2019-08-25 05:00 | 43702.2083 | 0.347 | 0.475
2019-08-25 06:00 | 43702.25 | 0.371 | 0.471
2019-08-25 07:00 | 43702.2917 | 0.305 | 0.433
2019-08-25 08:00 | 43702.3333 | 0.483 | 0.622
2019-08-25 09:00 | 43702.375 | 0.399 | 1.037
2019-08-25 10:00 | 43702.4167 | 0.535 | 2.67
2019-08-25 11:00 | 43702.4583 | 1.865 | 0.709
2019-08-25 12:00 | 43702.5 | 0.541 | 1.335
2019-08-25 13:00 | 43702.5417 | 0.618 | 1.751
2019-08-25 14:00 | 43702.5833 | 0.433 | 0.44
2019-08-25 15:00 | 43702.625 | 0.388 | 0.346
2019-08-25 16:00 | 43702.6667 | 0.384 | 0.354
2019-08-25 17:00 | 43702.7083 | 0.402 | 0.354
2019-08-25 18:00 | 43702.75 | 0.365 | 0.358
2019-08-25 19:00 | 43702.7917 | 0.371 | 0.475
2019-08-25 20:00 | 43702.8333 | 0.663 | 0.494
2019-08-25 21:00 | 43702.875 | 0.635 | 0.796
2019-08-25 22:00 | 43702.9167 | 0.618 | 0.964
2019-08-25 23:00 | 43702.9583 | 1.423 | 0.768
2019-08-26 | 43703 | 0.698 | 0.492
2019-08-26 01:00 | 43703.0417 | 0.387 | 0.367
2019-08-26 02:00 | 43703.0833 | 0.362 | 0.35
2019-08-26 03:00 | 43703.125 | 0.36 | 0.355
2019-08-26 04:00 | 43703.1667 | 0.363 | 0.351
2019-08-26 05:00 | 43703.2083 | 0.359 | 0.351
2019-08-26 06:00 | 43703.25 | 0.372 | 0.35
2019-08-26 07:00 | 43703.2917 | 0.451 | 1.834
2019-08-26 08:00 | 43703.3333 | 0.567 | 0.942
2019-08-26 09:00 | 43703.375 | 0.739 | 0.438
2019-08-26 10:00 | 43703.4167 | 0.851 | 1.022
2019-08-26 11:00 | 43703.4583 | 0.55 | 1.429
2019-08-26 12:00 | 43703.5 | 0.586 | 0.814
2019-08-26 13:00 | 43703.5417 | 0.797 | 0.583
2019-08-26 14:00 | 43703.5833 | 0.718 | 0.375
2019-08-26 15:00 | 43703.625 | 0.511 | 0.546
2019-08-26 16:00 | 43703.6667 | 0.473 | 0.467
2019-08-26 17:00 | 43703.7083 | 1.228 | 0.457
2019-08-26 18:00 | 43703.75 | 0.476 | 0.421
2019-08-26 19:00 | 43703.7917 | 0.466 | 1.857
2019-08-26 20:00 | 43703.8333 | 0.563 | 0.596
2019-08-26 21:00 | 43703.875 | 1.422 | 1.443
2019-08-26 22:00 | 43703.9167 | 1.453 | 1.148
2019-08-26 23:00 | 43703.9583 | 0.778 | 1.368
2019-08-27 | 43704 | 0.76 | 1.874
2019-08-27 01:00 | 43704.0417 | 0.383 | 0.497
2019-08-27 02:00 | 43704.0833 | 0.383 | 0.433
2019-08-27 03:00 | 43704.125 | 0.365 | 0.474
2019-08-27 04:00 | 43704.1667 | 0.395 | 1.611
2019-08-27 05:00 | 43704.2083 | 0.356 | 0.462
2019-08-27 06:00 | 43704.25 | 0.377 | 0.431
2019-08-27 07:00 | 43704.2917 | 0.313 | 0.521
2019-08-27 08:00 | 43704.3333 | 0.486 | 2.157
2019-08-27 09:00 | 43704.375 | 0.514 | 1.075
2019-08-27 10:00 | 43704.4167 | 1.968 | 2.063
2019-08-27 11:00 | 43704.4583 | 1.352 | 0.53
2019-08-27 12:00 | 43704.5 | 0.597 | 0.41
2019-08-27 13:00 | 43704.5417 | 1.371 | 0.485
2019-08-27 14:00 | 43704.5833 | 0.692 | 1.674
2019-08-27 15:00 | 43704.625 | 0.545 | 2.37
2019-08-27 16:00 | 43704.6667 | 1.171 | 0.927
2019-08-27 17:00 | 43704.7083 | 1.178 | 0.9
2019-08-27 18:00 | 43704.75 | 1.059 | 0.896
2019-08-27 19:00 | 43704.7917 | 0.639 | 2.746
2019-08-27 20:00 | 43704.8333 | 0.525 | 1.981
2019-08-27 21:00 | 43704.875 | 1.211 | 1.501
2019-08-27 22:00 | 43704.9167 | 1.105 | 1.182
2019-08-27 23:00 | 43704.9583 | 0.554 | 1.022
2019-08-28 | 43705 | 0.533 | 0.626
2019-08-28 01:00 | 43705.0417 | 0.46 | 0.4
2019-08-28 02:00 | 43705.0833 | 0.38 | 0.381
2019-08-28 03:00 | 43705.125 | 0.366 | 0.445
2019-08-28 04:00 | 43705.1667 | 0.358 | 0.434
2019-08-28 05:00 | 43705.2083 | 0.332 | 0.431
2019-08-28 06:00 | 43705.25 | 0.439 | 0.429
2019-08-28 07:00 | 43705.2917 | 0.516 | 0.507
2019-08-28 08:00 | 43705.3333 | 0.455 | 1.053
2019-08-28 09:00 | 43705.375 | 0.835 | 3.049
2019-08-28 10:00 | 43705.4167 | 1.33 | 1.926
2019-08-28 11:00 | 43705.4583 | 0.447 | 0.591
2019-08-28 12:00 | 43705.5 | 0.391 | 0.42
2019-08-28 13:00 | 43705.5417 | 0.679 | 1.407
2019-08-28 14:00 | 43705.5833 | 0.679 | 0.514
2019-08-28 15:00 | 43705.625 | 0.478 | 0.456
2019-08-28 16:00 | 43705.6667 | 0.49 | 0.442
2019-08-28 17:00 | 43705.7083 | 0.468 | 0.431
2019-08-28 18:00 | 43705.75 | 0.472 | 0.515
2019-08-28 19:00 | 43705.7917 | 0.466 | 0.538
2019-08-28 20:00 | 43705.8333 | 0.647 | 0.666
2019-08-28 21:00 | 43705.875 | 0.776 | 0.763
2019-08-28 22:00 | 43705.9167 | 0.563 | 0.86
2019-08-28 23:00 | 43705.9583 | 0.682 | 0.885
2019-08-29 | 43706 | 0.611 | 0.666
2019-08-29 01:00 | 43706.0417 | 0.517 | 0.437
2019-08-29 02:00 | 43706.0833 | 0.444 | 0.425
2019-08-29 03:00 | 43706.125 | 0.418 | 1.583
2019-08-29 04:00 | 43706.1667 | 0.431 | 0.426
2019-08-29 05:00 | 43706.2083 | 0.435 | 0.425
2019-08-29 06:00 | 43706.25 | 0.49 | 0.411
2019-08-29 07:00 | 43706.2917 | 0.577 | 0.571
2019-08-29 08:00 | 43706.3333 | 0.612 | 1.93
2019-08-29 09:00 | 43706.375 | 0.632 | 2.366
2019-08-29 10:00 | 43706.4167 | 0.792 | 0.514
2019-08-29 11:00 | 43706.4583 | 0.588 | 0.389
2019-08-29 12:00 | 43706.5 | 0.519 | 0.388
2019-08-29 13:00 | 43706.5417 | 0.527 | 0.367
2019-08-29 14:00 | 43706.5833 | 0.524 | 0.372
2019-08-29 15:00 | 43706.625 | 0.402 | 1.136
2019-08-29 16:00 | 43706.6667 | 0.401 | 0.539
2019-08-29 17:00 | 43706.7083 | 0.399 | 1.931
2019-08-29 18:00 | 43706.75 | 0.36 | 0.828
2019-08-29 19:00 | 43706.7917 | 0.385 | 0.432
2019-08-29 20:00 | 43706.8333 | 0.369 | 2.061
2019-08-29 21:00 | 43706.875 | 0.572 | 0.523
2019-08-29 22:00 | 43706.9167 | 0.794 | 0.482
2019-08-29 23:00 | 43706.9583 | 0.427 | 0.523
2019-08-30 | 43707 | 0.296 | 0.506
2019-08-30 01:00 | 43707.0417 | 0.309 | 0.417
2019-08-30 02:00 | 43707.0833 | 0.297 | 0.448
2019-08-30 03:00 | 43707.125 | 0.291 | 0.496
2019-08-30 04:00 | 43707.1667 | 0.342 | 0.523
2019-08-30 05:00 | 43707.2083 | 0.299 | 0.477
2019-08-30 06:00 | 43707.25 | 0.301 | 0.468
2019-08-30 07:00 | 43707.2917 | 0.398 | 0.549
2019-08-30 08:00 | 43707.3333 | 0.384 | 2.11
2019-08-30 09:00 | 43707.375 | 0.934 | 0.561
2019-08-30 10:00 | 43707.4167 | 0.561 | 0.47
2019-08-30 11:00 | 43707.4583 | 0.39 | 0.429
2019-08-30 12:00 | 43707.5 | 0.504 | 1.52
2019-08-30 13:00 | 43707.5417 | 0.796 | 0.394
2019-08-30 14:00 | 43707.5833 | 0.469 | 0.41
2019-08-30 15:00 | 43707.625 | 0.395 | 0.483
2019-08-30 16:00 | 43707.6667 | 0.509 | 0.644
2019-08-30 17:00 | 43707.7083 | 0.42 | 0.509
2019-08-30 18:00 | 43707.75 | 0.365 | 1.043
2019-08-30 19:00 | 43707.7917 | 0.388 | 1.734
2019-08-30 20:00 | 43707.8333 | 0.385 | 1.566
2019-08-30 21:00 | 43707.875 | 0.585 | 1.726
2019-08-30 22:00 | 43707.9167 | 0.534 | 2.687
2019-08-30 23:00 | 43707.9583 | 0.474 | 1.048
2019-08-31 | 43708 | 0.496 | 0.839
2019-08-31 01:00 | 43708.0417 | 0.471 | 0.505
2019-08-31 02:00 | 43708.0833 | 0.423 | 0.497
2019-08-31 03:00 | 43708.125 | 0.355 | 0.429
2019-08-31 04:00 | 43708.1667 | 0.35 | 0.423
2019-08-31 05:00 | 43708.2083 | 0.338 | 0.425
2019-08-31 06:00 | 43708.25 | 0.34 | 0.425
2019-08-31 07:00 | 43708.2917 | 0.33 | 0.417
2019-08-31 08:00 | 43708.3333 | 0.255 | 0.407
2019-08-31 09:00 | 43708.375 | 0.383 | 0.61
2019-08-31 10:00 | 43708.4167 | 0.478 | 0.539
2019-08-31 11:00 | 43708.4583 | 0.43 | 2.695
2019-08-31 12:00 | 43708.5 | 2.642 | 1.998
2019-08-31 13:00 | 43708.5417 | 0.735 | 1.596
2019-08-31 14:00 | 43708.5833 | 0.832 | 2.268
2019-08-31 15:00 | 43708.625 | 1.174 | 0.469
2019-08-31 16:00 | 43708.6667 | 1.055 | 0.525
2019-08-31 17:00 | 43708.7083 | 0.502 | 0.643
2019-08-31 18:00 | 43708.75 | 0.469 | 0.646
2019-08-31 19:00 | 43708.7917 | 0.756 | 0.451
2019-08-31 20:00 | 43708.8333 | 1.275 | 0.526
2019-08-31 21:00 | 43708.875 | 0.623 | 0.872
2019-08-31 22:00 | 43708.9167 | 0.496 | 0.875
2019-08-31 23:00 | 43708.9583 | 0.534 | 3.001
2019-09-01 | 43709 | 0.45 | 0.784
2019-09-01 01:00 | 43709.0417 | 0.362 | 0.687
2019-09-01 02:00 | 43709.0833 | 0.376 | 0.399
2019-09-01 03:00 | 43709.125 | 0.351 | 0.386
2019-09-01 04:00 | 43709.1667 | 0.491 | 0.381
2019-09-01 05:00 | 43709.2083 | 0.43 | 0.425
2019-09-01 06:00 | 43709.25 | 0.381 | 0.443
2019-09-01 07:00 | 43709.2917 | 0.36 | 0.433
2019-09-01 08:00 | 43709.3333 | 1.072 | 0.42
2019-09-01 09:00 | 43709.375 | 1.757 | 0.539
2019-09-01 10:00 | 43709.4167 | 1.122 | 0.721
2019-09-01 11:00 | 43709.4583 | 1.101 | 0.499
2019-09-01 12:00 | 43709.5 | 0.574 | 0.61
2019-09-01 13:00 | 43709.5417 | 0.532 | 2.256
2019-09-01 14:00 | 43709.5833 | 0.884 | 1.7
2019-09-01 15:00 | 43709.625 | 0.948 | 0.594
2019-09-01 16:00 | 43709.6667 | 0.443 | 0.509
2019-09-01 17:00 | 43709.7083 | 0.402 | 0.477
2019-09-01 18:00 | 43709.75 | 0.44 | 0.541
2019-09-01 19:00 | 43709.7917 | 0.487 | 1.439
2019-09-01 20:00 | 43709.8333 | 0.697 | 1.151
2019-09-01 21:00 | 43709.875 | 0.673 | 1.5
2019-09-01 22:00 | 43709.9167 | 0.5 | 1.934
2019-09-01 23:00 | 43709.9583 | 0.48 | 1.122
2019-09-02 | 43710 | 0.426 | 0.99
2019-09-02 01:00 | 43710.0417 | 0.348 | 0.583
2019-09-02 02:00 | 43710.0833 | 0.35 | 0.496
2019-09-02 03:00 | 43710.125 | 0.35 | 0.555
2019-09-02 04:00 | 43710.1667 | 0.349 | 0.523
2019-09-02 05:00 | 43710.2083 | 0.359 | 0.503
2019-09-02 06:00 | 43710.25 | 0.362 | 0.599
2019-09-02 07:00 | 43710.2917 | 0.483 | 0.659
2019-09-02 08:00 | 43710.3333 | 0.513 | 2.757
2019-09-02 09:00 | 43710.375 | 0.591 | 2.583
2019-09-02 10:00 | 43710.4167 | 0.523 | 1.072
2019-09-02 11:00 | 43710.4583 | 0.519 | 0.422
2019-09-02 12:00 | 43710.5 | 0.517 | 0.709
2019-09-02 13:00 | 43710.5417 | 0.828 | 0.817
2019-09-02 14:00 | 43710.5833 | 0.686 | 1.949
2019-09-02 15:00 | 43710.625 | 0.587 | 1.199
2019-09-02 16:00 | 43710.6667 | 1.073 | 0.883
2019-09-02 17:00 | 43710.7083 | 0.601 | 0.854
2019-09-02 18:00 | 43710.75 | 0.483 | 0.499
2019-09-02 19:00 | 43710.7917 | 0.554 | 0.442
2019-09-02 20:00 | 43710.8333 | 0.469 | 0.533
2019-09-02 21:00 | 43710.875 | 0.951 | 0.952
2019-09-02 22:00 | 43710.9167 | 0.662 | 1.093
2019-09-02 23:00 | 43710.9583 | 0.502 | 1.035
2019-09-03 | 43711 | 0.499 | 0.778
2019-09-03 01:00 | 43711.0417 | 0.423 | 0.583
2019-09-03 02:00 | 43711.0833 | 0.367 | 0.645
2019-09-03 03:00 | 43711.125 | 0.364 | 0.612
2019-09-03 04:00 | 43711.1667 | 0.342 | 0.597
2019-09-03 05:00 | 43711.2083 | 0.339 | 0.583
2019-09-03 06:00 | 43711.25 | 0.36 | 0.721
2019-09-03 07:00 | 43711.2917 | 0.299 | 1.88
2019-09-03 08:00 | 43711.3333 | 0.46 | 1.921
2019-09-03 09:00 | 43711.375 | 0.451 | 2.254
2019-09-03 10:00 | 43711.4167 | 0.568 | 0.531
2019-09-03 11:00 | 43711.4583 | 0.569 | 0.463
2019-09-03 12:00 | 43711.5 | 0.548 | 0.436
2019-09-03 13:00 | 43711.5417 | 1.131 | 0.833
2019-09-03 14:00 | 43711.5833 | 1.24 | 0.508
2019-09-03 15:00 | 43711.625 | 1.049 | 1.605
2019-09-03 16:00 | 43711.6667 | 0.536 | 0.487
2019-09-03 17:00 | 43711.7083 | 0.525 | 0.432
2019-09-03 18:00 | 43711.75 | 0.464 | 0.453
2019-09-03 19:00 | 43711.7917 | 0.447 | 0.45
2019-09-03 20:00 | 43711.8333 | 1.664 | 0.419
2019-09-03 21:00 | 43711.875 | 1.078 | 0.862
2019-09-03 22:00 | 43711.9167 | 0.527 | 1.042
2019-09-03 23:00 | 43711.9583 | 0.483 | 1.047
2019-09-04 | 43712 | 0.439 | 1.08
2019-09-04 01:00 | 43712.0417 | 0.368 | 0.918
2019-09-04 02:00 | 43712.0833 | 0.365 | 0.873
2019-09-04 03:00 | 43712.125 | 0.367 | 0.931
2019-09-04 04:00 | 43712.1667 | 0.355 | 0.815
2019-09-04 05:00 | 43712.2083 | 0.359 | 0.874
2019-09-04 06:00 | 43712.25 | 0.527 | 0.833
2019-09-04 07:00 | 43712.2917 | 0.62 | 2.123
2019-09-04 08:00 | 43712.3333 | 0.598 | 1.924
2019-09-04 09:00 | 43712.375 | 0.518 | 1.011
2019-09-04 10:00 | 43712.4167 | 0.592 | 2.454
2019-09-04 11:00 | 43712.4583 | 0.526 | 0.672
2019-09-04 12:00 | 43712.5 | 0.544 | 0.483
2019-09-04 13:00 | 43712.5417 | 1.07 | 0.581
2019-09-04 14:00 | 43712.5833 | 0.999 | 0.619
2019-09-04 15:00 | 43712.625 | 0.726 | 0.602
2019-09-04 16:00 | 43712.6667 | 0.613 | 0.496
2019-09-04 17:00 | 43712.7083 | 0.516 | 0.512
2019-09-04 18:00 | 43712.75 | 0.851 | 1.554
2019-09-04 19:00 | 43712.7917 | 1.267 | 0.435
2019-09-04 20:00 | 43712.8333 | 1.765 | 0.472
2019-09-04 21:00 | 43712.875 | 0.74 | 0.856
2019-09-04 22:00 | 43712.9167 | 0.519 | 1.081
2019-09-04 23:00 | 43712.9583 | 0.484 | 1.012
2019-09-05 | 43713 | 0.445 | 0.674
2019-09-05 01:00 | 43713.0417 | 0.367 | 0.582
2019-09-05 02:00 | 43713.0833 | 0.382 | 0.611
2019-09-05 03:00 | 43713.125 | 0.353 | 0.507
2019-09-05 04:00 | 43713.1667 | 0.359 | 0.552
2019-09-05 05:00 | 43713.2083 | 0.37 | 0.636
2019-09-05 06:00 | 43713.25 | 0.465 | 0.493
2019-09-05 07:00 | 43713.2917 | 0.625 | 1.675
2019-09-05 08:00 | 43713.3333 | 1.71 | 1.242
2019-09-05 09:00 | 43713.375 | 2.15 | 0.588
2019-09-05 10:00 | 43713.4167 | 0.63 | 1.848
2019-09-05 11:00 | 43713.4583 | 0.47 | 0.557
2019-09-05 12:00 | 43713.5 | 1.735 | 1.064
2019-09-05 13:00 | 43713.5417 | 0.956 | 0.999
2019-09-05 14:00 | 43713.5833 | 0.723 | 0.483
2019-09-05 15:00 | 43713.625 | 0.583 | 0.53
2019-09-05 16:00 | 43713.6667 | 1.071 | 0.543
2019-09-05 17:00 | 43713.7083 | 0.593 | 2.605
2019-09-05 18:00 | 43713.75 | 0.52 | 0.873
2019-09-05 19:00 | 43713.7917 | 0.487 | 0.682
2019-09-05 20:00 | 43713.8333 | 1.124 | 0.492
2019-09-05 21:00 | 43713.875 | 0.739 | 1.262
2019-09-05 22:00 | 43713.9167 | 0.646 | 1.208
2019-09-05 23:00 | 43713.9583 | 0.539 | 1.08
2019-09-06 | 43714 | 0.452 | 0.941
2019-09-06 01:00 | 43714.0417 | 0.404 | 1.745
2019-09-06 02:00 | 43714.0833 | 0.454 | 0.956
2019-09-06 03:00 | 43714.125 | 0.411 | 0.736
2019-09-06 04:00 | 43714.1667 | 0.419 | 0.727
2019-09-06 05:00 | 43714.2083 | 0.39 | 0.622
2019-09-06 06:00 | 43714.25 | 0.389 | 0.476
2019-09-06 07:00 | 43714.2917 | 0.341 | 0.554
2019-09-06 08:00 | 43714.3333 | 0.648 | 3.134
2019-09-06 09:00 | 43714.375 | 0.587 | 1.008
2019-09-06 10:00 | 43714.4167 | 0.91 | 1.907
2019-09-06 11:00 | 43714.4583 | 0.449 | 0.488
2019-09-06 12:00 | 43714.5 | 0.423 | 0.417
2019-09-06 13:00 | 43714.5417 | 0.847 | 0.481
2019-09-06 14:00 | 43714.5833 | 1 | 0.965
2019-09-06 15:00 | 43714.625 | 1.616 | 1.167
2019-09-06 16:00 | 43714.6667 | 0.562 | 0.489
2019-09-06 17:00 | 43714.7083 | 0.52 | 0.533
2019-09-06 18:00 | 43714.75 | 0.497 | 0.534
2019-09-06 19:00 | 43714.7917 | 0.469 | 0.496
2019-09-06 20:00 | 43714.8333 | 0.537 | 0.679
2019-09-06 21:00 | 43714.875 | 0.534 | 0.939
2019-09-06 22:00 | 43714.9167 | 0.478 | 2.135
2019-09-06 23:00 | 43714.9583 | 0.469 | 0.671
2019-09-07 | 43715 | 0.492 | 0.64
2019-09-07 01:00 | 43715.0417 | 0.557 | 1.009
2019-09-07 02:00 | 43715.0833 | 0.38 | 0.91
2019-09-07 03:00 | 43715.125 | 0.351 | 0.927
2019-09-07 04:00 | 43715.1667 | 0.349 | 0.714
2019-09-07 05:00 | 43715.2083 | 0.366 | 0.678
2019-09-07 06:00 | 43715.25 | 0.36 | 0.662
2019-09-07 07:00 | 43715.2917 | 0.308 | 0.679
2019-09-07 08:00 | 43715.3333 | 0.376 | 0.665
2019-09-07 09:00 | 43715.375 | 0.949 | 0.681
2019-09-07 10:00 | 43715.4167 | 1.582 | 0.68
2019-09-07 11:00 | 43715.4583 | 0.517 | 2.021
2019-09-07 12:00 | 43715.5 | 0.5 | 1.174
2019-09-07 13:00 | 43715.5417 | 0.632 | 1.624
2019-09-07 14:00 | 43715.5833 | 2.064 | 0.541
2019-09-07 15:00 | 43715.625 | 0.695 | 1.293
2019-09-07 16:00 | 43715.6667 | 0.679 | 0.636
2019-09-07 17:00 | 43715.7083 | 0.846 | 0.519
2019-09-07 18:00 | 43715.75 | 0.458 | 0.592
2019-09-07 19:00 | 43715.7917 | 0.415 | 0.546
2019-09-07 20:00 | 43715.8333 | 1.129 | 1.814
2019-09-07 21:00 | 43715.875 | 0.822 | 0.987
2019-09-07 22:00 | 43715.9167 | 0.507 | 1.441
2019-09-07 23:00 | 43715.9583 | 0.512 | 2.381
2019-09-08 | 43716 | 0.683 | 0.945
2019-09-08 01:00 | 43716.0417 | 0.433 | 1.097
2019-09-08 02:00 | 43716.0833 | 0.384 | 0.85
2019-09-08 03:00 | 43716.125 | 0.363 | 0.592
2019-09-08 04:00 | 43716.1667 | 0.383 | 0.522
2019-09-08 05:00 | 43716.2083 | 0.371 | 0.509
2019-09-08 06:00 | 43716.25 | 0.377 | 0.706
2019-09-08 07:00 | 43716.2917 | 0.343 | 0.517
2019-09-08 08:00 | 43716.3333 | 0.739 | 0.64
2019-09-08 09:00 | 43716.375 | 2.293 | 0.657
2019-09-08 10:00 | 43716.4167 | 0.829 | 0.674
2019-09-08 11:00 | 43716.4583 | 0.697 | 1.623
2019-09-08 12:00 | 43716.5 | 0.695 | 0.549
2019-09-08 13:00 | 43716.5417 | 0.774 | 1.564
2019-09-08 14:00 | 43716.5833 | 0.675 | 0.541
2019-09-08 15:00 | 43716.625 | 0.665 | 0.517
2019-09-08 16:00 | 43716.6667 | 0.442 | 0.629
2019-09-08 17:00 | 43716.7083 | 0.511 | 0.666
2019-09-08 18:00 | 43716.75 | 0.729 | 2.522
2019-09-08 19:00 | 43716.7917 | 1.065 | 2.17
2019-09-08 20:00 | 43716.8333 | 0.913 | 1.069
2019-09-08 21:00 | 43716.875 | 0.548 | 0.706
2019-09-08 22:00 | 43716.9167 | 0.49 | 0.695
2019-09-08 23:00 | 43716.9583 | 0.473 | 0.66
2019-09-09 | 43717 | 0.473 | 0.62
2019-09-09 01:00 | 43717.0417 | 0.535 | 0.642
2019-09-09 02:00 | 43717.0833 | 0.361 | 0.763
2019-09-09 03:00 | 43717.125 | 0.348 | 0.587
2019-09-09 04:00 | 43717.1667 | 0.338 | 0.671
2019-09-09 05:00 | 43717.2083 | 0.333 | 0.551
2019-09-09 06:00 | 43717.25 | 0.343 | 0.548
2019-09-09 07:00 | 43717.2917 | 0.338 | 0.539
2019-09-09 08:00 | 43717.3333 | 0.547 | 1.262
2019-09-09 09:00 | 43717.375 | 0.76 | 1.128
2019-09-09 10:00 | 43717.4167 | 0.826 | 0.529
2019-09-09 11:00 | 43717.4583 | 0.509 | 1.249
2019-09-09 12:00 | 43717.5 | 0.857 | 1.871
2019-09-09 13:00 | 43717.5417 | 0.669 | 1.104
2019-09-09 14:00 | 43717.5833 | 0.485 | 0.704
2019-09-09 15:00 | 43717.625 | 0.394 | 0.518
2019-09-09 16:00 | 43717.6667 | 0.505 | 0.568
2019-09-09 17:00 | 43717.7083 | 0.433 | 0.524
2019-09-09 18:00 | 43717.75 | 0.399 | 0.582
2019-09-09 19:00 | 43717.7917 | 0.367 | 0.606
2019-09-09 20:00 | 43717.8333 | 0.493 | 1.057
2019-09-09 21:00 | 43717.875 | 0.547 | 1.067
2019-09-09 22:00 | 43717.9167 | 0.488 | 2.633
2019-09-09 23:00 | 43717.9583 | 0.488 | 1.829
2019-09-10 | 43718 | 0.479 | 0.831
2019-09-10 01:00 | 43718.0417 | 0.373 | 0.73
2019-09-10 02:00 | 43718.0833 | 0.357 | 0.652
2019-09-10 03:00 | 43718.125 | 0.349 | 0.52
2019-09-10 04:00 | 43718.1667 | 0.349 | 0.647
2019-09-10 05:00 | 43718.2083 | 0.377 | 0.662
2019-09-10 06:00 | 43718.25 | 0.356 | 0.605
2019-09-10 07:00 | 43718.2917 | 0.35 | 1.511
2019-09-10 08:00 | 43718.3333 | 0.604 | 1.439
2019-09-10 09:00 | 43718.375 | 0.64 | 2.213
2019-09-10 10:00 | 43718.4167 | 0.452 | 0.895
2019-09-10 11:00 | 43718.4583 | 0.439 | 0.839
2019-09-10 12:00 | 43718.5 | 1.255 | 0.678
2019-09-10 13:00 | 43718.5417 | 0.85 | 0.774
2019-09-10 14:00 | 43718.5833 | 0.531 | 0.703
2019-09-10 15:00 | 43718.625 | 0.557 | 0.793
2019-09-10 16:00 | 43718.6667 | 0.532 | 0.804
2019-09-10 17:00 | 43718.7083 | 0.515 | 0.549
2019-09-10 18:00 | 43718.75 | 0.49 | 0.764
2019-09-10 19:00 | 43718.7917 | 0.498 | 1.335
2019-09-10 20:00 | 43718.8333 | 0.962 | 0.712
2019-09-10 21:00 | 43718.875 | 0.738 | 0.937
2019-09-10 22:00 | 43718.9167 | 0.47 | 2.688
2019-09-10 23:00 | 43718.9583 | 0.526 | 1.01
2019-09-11 | 43719 | 0.383 | 0.929
2019-09-11 01:00 | 43719.0417 | 0.349 | 0.606
2019-09-11 02:00 | 43719.0833 | 0.337 | 0.539
2019-09-11 03:00 | 43719.125 | 0.371 | 0.52
2019-09-11 04:00 | 43719.1667 | 0.35 | 0.576
2019-09-11 05:00 | 43719.2083 | 0.409 | 0.585
2019-09-11 06:00 | 43719.25 | 0.581 | 0.587
2019-09-11 07:00 | 43719.2917 | 0.65 | 1.711
2019-09-11 08:00 | 43719.3333 | 0.851 | 2.136
2019-09-11 09:00 | 43719.375 | 1.222 | 3.167
2019-09-11 10:00 | 43719.4167 | 0.538 | 0.689
2019-09-11 11:00 | 43719.4583 | 0.509 | 0.591
2019-09-11 12:00 | 43719.5 | 0.845 | 1.391
2019-09-11 13:00 | 43719.5417 | 0.607 | 1.507
2019-09-11 14:00 | 43719.5833 | 0.588 | 0.486
2019-09-11 15:00 | 43719.625 | 0.5 | 0.504
2019-09-11 16:00 | 43719.6667 | 0.411 | 0.544
2019-09-11 17:00 | 43719.7083 | 0.448 | 0.437
2019-09-11 18:00 | 43719.75 | 0.393 | 0.469
2019-09-11 19:00 | 43719.7917 | 0.382 | 0.435
2019-09-11 20:00 | 43719.8333 | 0.501 | 0.621
2019-09-11 21:00 | 43719.875 | 0.905 | 3.095
2019-09-11 22:00 | 43719.9167 | 0.459 | 2.303
2019-09-11 23:00 | 43719.9583 | 0.427 | 1.815
2019-09-12 | 43720 | 0.409 | 0.934
2019-09-12 01:00 | 43720.0417 | 0.416 | 1.592
2019-09-12 02:00 | 43720.0833 | 0.366 | 0.818
2019-09-12 03:00 | 43720.125 | 0.338 | 0.684
2019-09-12 04:00 | 43720.1667 | 0.325 | 0.504
2019-09-12 05:00 | 43720.2083 | 0.326 | 0.637
2019-09-12 06:00 | 43720.25 | 0.535 | 0.674
2019-09-12 07:00 | 43720.2917 | 0.448 | 1.869
2019-09-12 08:00 | 43720.3333 | 0.432 | 1.911
2019-09-12 09:00 | 43720.375 | 0.507 | 2.545
2019-09-12 10:00 | 43720.4167 | 0.6 | 1.088
2019-09-12 11:00 | 43720.4583 | 0.674 | 0.487
2019-09-12 12:00 | 43720.5 | 0.33 | 0.409
2019-09-12 13:00 | 43720.5417 | 0.561 | 0.471
2019-09-12 14:00 | 43720.5833 | 1.355 | 0.674
2019-09-12 15:00 | 43720.625 | 1.074 | 0.511
2019-09-12 16:00 | 43720.6667 | 0.567 | 0.471
2019-09-12 17:00 | 43720.7083 | 0.797 | 0.516
2019-09-12 18:00 | 43720.75 | 0.368 | 0.459
2019-09-12 19:00 | 43720.7917 | 0.407 | 0.463
2019-09-12 20:00 | 43720.8333 | 1.026 | 0.572
2019-09-12 21:00 | 43720.875 | 0.649 | 2.291
2019-09-12 22:00 | 43720.9167 | 0.467 | 2.442
2019-09-12 23:00 | 43720.9583 | 0.445 | 1.201
2019-09-13 | 43721 | 0.47 | 1.094
2019-09-13 01:00 | 43721.0417 | 0.386 | 0.888
2019-09-13 02:00 | 43721.0833 | 0.347 | 0.564
2019-09-13 03:00 | 43721.125 | 0.341 | 0.532
2019-09-13 04:00 | 43721.1667 | 0.34 | 0.575
2019-09-13 05:00 | 43721.2083 | 0.342 | 0.548
2019-09-13 06:00 | 43721.25 | 0.379 | 0.618
2019-09-13 07:00 | 43721.2917 | 0.474 | 0.713
2019-09-13 08:00 | 43721.3333 | 0.571 | 2.859
2019-09-13 09:00 | 43721.375 | 0.89 | 1.018
2019-09-13 10:00 | 43721.4167 | 0.63 | 0.789
2019-09-13 11:00 | 43721.4583 | 0.403 | 1.322
2019-09-13 12:00 | 43721.5 | 0.95 | 0.443
2019-09-13 13:00 | 43721.5417 | 0.765 | 0.614
2019-09-13 14:00 | 43721.5833 | 0.508 | 0.512
2019-09-13 15:00 | 43721.625 | 0.394 | 0.559
2019-09-13 16:00 | 43721.6667 | 0.387 | 0.462
2019-09-13 17:00 | 43721.7083 | 0.362 | 0.503
2019-09-13 18:00 | 43721.75 | 0.381 | 0.469
2019-09-13 19:00 | 43721.7917 | 0.324 | 0.485
2019-09-13 20:00 | 43721.8333 | 0.349 | 0.425
2019-09-13 21:00 | 43721.875 | 0.488 | 0.547
2019-09-13 22:00 | 43721.9167 | 0.433 | 0.735
2019-09-13 23:00 | 43721.9583 | 0.416 | 0.886
2019-09-14 | 43722 | 0.419 | 0.977
2019-09-14 01:00 | 43722.0417 | 0.422 | 0.86
2019-09-14 02:00 | 43722.0833 | 0.48 | 0.553
2019-09-14 03:00 | 43722.125 | 0.361 | 0.497
2019-09-14 04:00 | 43722.1667 | 0.365 | 1.551
2019-09-14 05:00 | 43722.2083 | 0.339 | 0.527
2019-09-14 06:00 | 43722.25 | 0.347 | 0.492
2019-09-14 07:00 | 43722.2917 | 0.356 | 0.506
2019-09-14 08:00 | 43722.3333 | 0.523 | 0.536
2019-09-14 09:00 | 43722.375 | 0.391 | 0.598
2019-09-14 10:00 | 43722.4167 | 0.44 | 0.665
2019-09-14 11:00 | 43722.4583 | 0.368 | 0.572
2019-09-14 12:00 | 43722.5 | 0.461 | 0.564
2019-09-14 13:00 | 43722.5417 | 0.607 | 2.192
2019-09-14 14:00 | 43722.5833 | 0.523 | 0.428
2019-09-14 15:00 | 43722.625 | 0.715 | 0.539
2019-09-14 16:00 | 43722.6667 | 0.531 | 0.417
2019-09-14 17:00 | 43722.7083 | 0.48 | 0.38
2019-09-14 18:00 | 43722.75 | 0.467 | 0.405
2019-09-14 19:00 | 43722.7917 | 0.466 | 0.485
2019-09-14 20:00 | 43722.8333 | 0.985 | 0.386
2019-09-14 21:00 | 43722.875 | 0.871 | 0.857
2019-09-14 22:00 | 43722.9167 | 0.577 | 1.032
2019-09-14 23:00 | 43722.9583 | 0.667 | 0.84
2019-09-15 | 43723 | 0.498 | 0.797
2019-09-15 01:00 | 43723.0417 | 0.407 | 0.56
2019-09-15 02:00 | 43723.0833 | 0.358 | 0.491
2019-09-15 03:00 | 43723.125 | 0.37 | 1.608
2019-09-15 04:00 | 43723.1667 | 0.341 | 0.474
2019-09-15 05:00 | 43723.2083 | 0.332 | 0.481
2019-09-15 06:00 | 43723.25 | 0.335 | 0.474
2019-09-15 07:00 | 43723.2917 | 0.47 | 0.467
2019-09-15 08:00 | 43723.3333 | 0.62 | 0.467
2019-09-15 09:00 | 43723.375 | 1.081 | 0.701
2019-09-15 10:00 | 43723.4167 | 2.099 | 2.121
2019-09-15 11:00 | 43723.4583 | 0.785 | 0.519
2019-09-15 12:00 | 43723.5 | 0.524 | 0.399
2019-09-15 13:00 | 43723.5417 | 0.58 | 0.396
2019-09-15 14:00 | 43723.5833 | 0.464 | 2.714
2019-09-15 15:00 | 43723.625 | 0.394 | 0.663
2019-09-15 16:00 | 43723.6667 | 0.374 | 0.407
2019-09-15 17:00 | 43723.7083 | 0.435 | 0.519
2019-09-15 18:00 | 43723.75 | 0.432 | 0.468
2019-09-15 19:00 | 43723.7917 | 0.375 | 0.489
2019-09-15 20:00 | 43723.8333 | 0.629 | 0.606
2019-09-15 21:00 | 43723.875 | 0.677 | 0.876
2019-09-15 22:00 | 43723.9167 | 0.496 | 1.082
2019-09-15 23:00 | 43723.9583 | 0.464 | 0.843
2019-09-16 | 43724 | 0.45 | 0.764
2019-09-16 01:00 | 43724.0417 | 0.38 | 0.566
2019-09-16 02:00 | 43724.0833 | 0.362 | 0.392
2019-09-16 03:00 | 43724.125 | 0.378 | 0.366
2019-09-16 04:00 | 43724.1667 | 0.362 | 0.371
2019-09-16 05:00 | 43724.2083 | 0.461 | 0.423
2019-09-16 06:00 | 43724.25 | 0.616 | 0.491
2019-09-16 07:00 | 43724.2917 | 0.472 | 1.973
2019-09-16 08:00 | 43724.3333 | 0.74 | 1.291
2019-09-16 09:00 | 43724.375 | 1.57 | 2.03
2019-09-16 10:00 | 43724.4167 | 0.624 | 0.921
2019-09-16 11:00 | 43724.4583 | 0.422 | 0.366
2019-09-16 12:00 | 43724.5 | 0.474 | 0.932
2019-09-16 13:00 | 43724.5417 | 0.716 | 0.504
2019-09-16 14:00 | 43724.5833 | 0.7 | 0.541
2019-09-16 15:00 | 43724.625 | 0.676 | 0.518
2019-09-16 16:00 | 43724.6667 | 0.532 | 0.443
2019-09-16 17:00 | 43724.7083 | 0.464 | 0.47
2019-09-16 18:00 | 43724.75 | 0.429 | 1.555
2019-09-16 19:00 | 43724.7917 | 0.387 | 0.407
2019-09-16 20:00 | 43724.8333 | 1.068 | 1.579
2019-09-16 21:00 | 43724.875 | 0.66 | 1.621
2019-09-16 22:00 | 43724.9167 | 0.478 | 0.928
2019-09-16 23:00 | 43724.9583 | 0.457 | 0.805
2019-09-17 | 43725 | 0.447 | 0.698
2019-09-17 01:00 | 43725.0417 | 0.402 | 0.534
2019-09-17 02:00 | 43725.0833 | 0.362 | 0.384
2019-09-17 03:00 | 43725.125 | 0.384 | 0.443
2019-09-17 04:00 | 43725.1667 | 0.431 | 0.449
2019-09-17 05:00 | 43725.2083 | 0.392 | 0.495
2019-09-17 06:00 | 43725.25 | 0.398 | 0.497
2019-09-17 07:00 | 43725.2917 | 0.674 | 0.722
2019-09-17 08:00 | 43725.3333 | 1.476 | 1.724
2019-09-17 09:00 | 43725.375 | 1.935 | 3.141
2019-09-17 10:00 | 43725.4167 | 1.043 | 0.378
2019-09-17 11:00 | 43725.4583 | 0.497 | 0.36
2019-09-17 12:00 | 43725.5 | 0.469 | 0.359
2019-09-17 13:00 | 43725.5417 | 0.92 | 0.36
2019-09-17 14:00 | 43725.5833 | 0.709 | 1.741
2019-09-17 15:00 | 43725.625 | 0.501 | 0.521
2019-09-17 16:00 | 43725.6667 | 0.491 | 0.452
2019-09-17 17:00 | 43725.7083 | 0.465 | 0.484
2019-09-17 18:00 | 43725.75 | 0.409 | 0.418
2019-09-17 19:00 | 43725.7917 | 0.419 | 0.405
2019-09-17 20:00 | 43725.8333 | 1.058 | 0.81
2019-09-17 21:00 | 43725.875 | 0.838 | 1.627
2019-09-17 22:00 | 43725.9167 | 0.592 | 0.926
2019-09-17 23:00 | 43725.9583 | 0.533 | 0.817
2019-09-18 | 43726 | 0.462 | 1.98
2019-09-18 01:00 | 43726.0417 | 0.47 | 0.551
2019-09-18 02:00 | 43726.0833 | 0.364 | 0.432
2019-09-18 03:00 | 43726.125 | 0.389 | 0.414
2019-09-18 04:00 | 43726.1667 | 0.524 | 0.455
2019-09-18 05:00 | 43726.2083 | 0.398 | 0.536
2019-09-18 06:00 | 43726.25 | 0.378 | 0.475
2019-09-18 07:00 | 43726.2917 | 0.415 | 0.701
2019-09-18 08:00 | 43726.3333 | 0.694 | 2.642
2019-09-18 09:00 | 43726.375 | 0.491 | 2.024
2019-09-18 10:00 | 43726.4167 | 0.409 | 1.781
2019-09-18 11:00 | 43726.4583 | 0.408 | 0.353
2019-09-18 12:00 | 43726.5 | 0.447 | 0.764
2019-09-18 13:00 | 43726.5417 | 0.603 | 0.932
2019-09-18 14:00 | 43726.5833 | 2.084 | 0.389
2019-09-18 15:00 | 43726.625 | 1.575 | 0.488
2019-09-18 16:00 | 43726.6667 | 0.53 | 0.482
2019-09-18 17:00 | 43726.7083 | 0.464 | 0.467
2019-09-18 18:00 | 43726.75 | 0.463 | 0.424
2019-09-18 19:00 | 43726.7917 | 0.423 | 0.468
2019-09-18 20:00 | 43726.8333 | 1.518 | 0.643
2019-09-18 21:00 | 43726.875 | 0.706 | 2.792
2019-09-18 22:00 | 43726.9167 | 0.552 | 1.218
2019-09-18 23:00 | 43726.9583 | 0.516 | 0.875
2019-09-19 | 43727 | 0.484 | 0.784
2019-09-19 01:00 | 43727.0417 | 0.475 | 0.625
2019-09-19 02:00 | 43727.0833 | 0.44 | 0.492
2019-09-19 03:00 | 43727.125 | 0.433 | 0.556
2019-09-19 04:00 | 43727.1667 | 0.347 | 0.549
2019-09-19 05:00 | 43727.2083 | 0.341 | 0.66
2019-09-19 06:00 | 43727.25 | 0.373 | 0.732
2019-09-19 07:00 | 43727.2917 | 0.336 | 0.984
2019-09-19 08:00 | 43727.3333 | 0.493 | 2.915
2019-09-19 09:00 | 43727.375 | 0.471 | 1.994
2019-09-19 10:00 | 43727.4167 | 0.562 | 1.165
2019-09-19 11:00 | 43727.4583 | 0.395 | 0.567
2019-09-19 12:00 | 43727.5 | 0.374 | 0.555
2019-09-19 13:00 | 43727.5417 | 0.491 | 0.546
2019-09-19 14:00 | 43727.5833 | 0.487 | 0.536
2019-09-19 15:00 | 43727.625 | 0.376 | 0.451
2019-09-19 16:00 | 43727.6667 | 0.352 | 0.41
2019-09-19 17:00 | 43727.7083 | 0.323 | 1.431
2019-09-19 18:00 | 43727.75 | 0.297 | 1.631
2019-09-19 19:00 | 43727.7917 | 0.318 | 0.379
2019-09-19 20:00 | 43727.8333 | 0.916 | 0.516
2019-09-19 21:00 | 43727.875 | 0.601 | 0.966
2019-09-19 22:00 | 43727.9167 | 0.547 | 1.567
2019-09-19 23:00 | 43727.9583 | 0.505 | 0.841
2019-09-20 | 43728 | 0.462 | 0.876
2019-09-20 01:00 | 43728.0417 | 0.452 | 0.645
2019-09-20 02:00 | 43728.0833 | 0.375 | 0.552
2019-09-20 03:00 | 43728.125 | 0.363 | 0.513
2019-09-20 04:00 | 43728.1667 | 0.365 | 0.531
2019-09-20 05:00 | 43728.2083 | 0.441 | 0.519
2019-09-20 06:00 | 43728.25 | 0.416 | 0.646
2019-09-20 07:00 | 43728.2917 | 0.474 | 2.466
2019-09-20 08:00 | 43728.3333 | 1.362 | 2.122
2019-09-20 09:00 | 43728.375 | 1.015 | 1.844
2019-09-20 10:00 | 43728.4167 | 0.437 | 0.414
2019-09-20 11:00 | 43728.4583 | 0.426 | 0.361
2019-09-20 12:00 | 43728.5 | 0.492 | 0.355
2019-09-20 13:00 | 43728.5417 | 0.887 | 0.4
2019-09-20 14:00 | 43728.5833 | 0.702 | 0.45
2019-09-20 15:00 | 43728.625 | 0.876 | 0.428
2019-09-20 16:00 | 43728.6667 | 0.476 | 1.464
2019-09-20 17:00 | 43728.7083 | 0.647 | 0.403
2019-09-20 18:00 | 43728.75 | 0.95 | 0.373
2019-09-20 19:00 | 43728.7917 | 0.584 | 0.386
2019-09-20 20:00 | 43728.8333 | 0.623 | 1.143
2019-09-20 21:00 | 43728.875 | 0.523 | 1.381
2019-09-20 22:00 | 43728.9167 | 0.462 | 1.035
2019-09-20 23:00 | 43728.9583 | 0.45 | 1.13
2019-09-21 | 43729 | 0.442 | 0.88
2019-09-21 01:00 | 43729.0417 | 0.518 | 0.634
2019-09-21 02:00 | 43729.0833 | 0.42 | 0.486
2019-09-21 03:00 | 43729.125 | 0.366 | 0.456
2019-09-21 04:00 | 43729.1667 | 0.358 | 0.434
2019-09-21 05:00 | 43729.2083 | 0.355 | 0.445
2019-09-21 06:00 | 43729.25 | 0.389 | 0.583
2019-09-21 07:00 | 43729.2917 | 0.501 | 0.523
2019-09-21 08:00 | 43729.3333 | 0.5 | 0.433
2019-09-21 09:00 | 43729.375 | 1.666 | 1.499
2019-09-21 10:00 | 43729.4167 | 0.913 | 0.682
2019-09-21 11:00 | 43729.4583 | 0.668 | 0.409
2019-09-21 12:00 | 43729.5 | 0.58 | 0.533
2019-09-21 13:00 | 43729.5417 | 0.9 | 2.558
2019-09-21 14:00 | 43729.5833 | 0.747 | 1.109
2019-09-21 15:00 | 43729.625 | 0.604 | 0.805
2019-09-21 16:00 | 43729.6667 | 0.495 | 0.351
2019-09-21 17:00 | 43729.7083 | 0.457 | 0.352
2019-09-21 18:00 | 43729.75 | 0.424 | 0.426
2019-09-21 19:00 | 43729.7917 | 0.455 | 0.423
2019-09-21 20:00 | 43729.8333 | 0.77 | 1.589
2019-09-21 21:00 | 43729.875 | 0.764 | 1.412
2019-09-21 22:00 | 43729.9167 | 0.64 | 0.997
2019-09-21 23:00 | 43729.9583 | 0.592 | 0.951
2019-09-22 | 43730 | 0.518 | 0.742
2019-09-22 01:00 | 43730.0417 | 0.43 | 0.768
2019-09-22 02:00 | 43730.0833 | 0.413 | 0.628
2019-09-22 03:00 | 43730.125 | 0.424 | 0.608
2019-09-22 04:00 | 43730.1667 | 0.396 | 0.644
2019-09-22 05:00 | 43730.2083 | 0.393 | 0.595
2019-09-22 06:00 | 43730.25 | 0.403 | 0.62
2019-09-22 07:00 | 43730.2917 | 0.787 | 0.594
2019-09-22 08:00 | 43730.3333 | 0.564 | 0.602
2019-09-22 09:00 | 43730.375 | 0.64 | 0.716
2019-09-22 10:00 | 43730.4167 | 0.733 | 1.729
2019-09-22 11:00 | 43730.4583 | 1.174 | 0.872
2019-09-22 12:00 | 43730.5 | 1.542 | 1.12
2019-09-22 13:00 | 43730.5417 | 0.636 | 0.471
2019-09-22 14:00 | 43730.5833 | 0.504 | 0.733
2019-09-22 15:00 | 43730.625 | 0.443 | 0.397
2019-09-22 16:00 | 43730.6667 | 0.388 | 0.395
2019-09-22 17:00 | 43730.7083 | 0.355 | 0.409
2019-09-22 18:00 | 43730.75 | 0.35 | 0.453
2019-09-22 19:00 | 43730.7917 | 0.391 | 0.47
2019-09-22 20:00 | 43730.8333 | 0.595 | 0.753
2019-09-22 21:00 | 43730.875 | 0.746 | 2.901
2019-09-22 22:00 | 43730.9167 | 0.599 | 1.171
2019-09-22 23:00 | 43730.9583 | 0.51 | 0.928
2019-09-23 | 43731 | 0.459 | 0.767
2019-09-23 01:00 | 43731.0417 | 0.4 | 0.748
2019-09-23 02:00 | 43731.0833 | 0.379 | 0.446
2019-09-23 03:00 | 43731.125 | 0.383 | 0.514
2019-09-23 04:00 | 43731.1667 | 0.36 | 0.534
2019-09-23 05:00 | 43731.2083 | 0.364 | 0.541
2019-09-23 06:00 | 43731.25 | 0.634 | 0.537
2019-09-23 07:00 | 43731.2917 | 0.632 | 1.622
2019-09-23 08:00 | 43731.3333 | 0.645 | 1.509
2019-09-23 09:00 | 43731.375 | 0.499 | 2.261
2019-09-23 10:00 | 43731.4167 | 0.552 | 0.752
2019-09-23 11:00 | 43731.4583 | 0.373 | 0.338
2019-09-23 12:00 | 43731.5 | 0.381 | 0.785
2019-09-23 13:00 | 43731.5417 | 1.849 | 2.023
2019-09-23 14:00 | 43731.5833 | 1.637 | 1.188
2019-09-23 15:00 | 43731.625 | 0.49 | 0.477
2019-09-23 16:00 | 43731.6667 | 0.524 | 0.462
2019-09-23 17:00 | 43731.7083 | 0.808 | 0.5
2019-09-23 18:00 | 43731.75 | 0.465 | 0.523
2019-09-23 19:00 | 43731.7917 | 0.455 | 0.447
2019-09-23 20:00 | 43731.8333 | 0.738 | 1.182
2019-09-23 21:00 | 43731.875 | 0.989 | 2.72
2019-09-23 22:00 | 43731.9167 | 0.568 | 1.676
2019-09-23 23:00 | 43731.9583 | 0.577 | 1.122
2019-09-24 | 43732 | 0.564 | 0.718
2019-09-24 01:00 | 43732.0417 | 0.445 | 0.55
2019-09-24 02:00 | 43732.0833 | 0.422 | 0.445
2019-09-24 03:00 | 43732.125 | 0.405 | 0.457
2019-09-24 04:00 | 43732.1667 | 0.407 | 0.452
2019-09-24 05:00 | 43732.2083 | 0.427 | 0.542
2019-09-24 06:00 | 43732.25 | 0.584 | 0.501
2019-09-24 07:00 | 43732.2917 | 0.618 | 1.32
2019-09-24 08:00 | 43732.3333 | 0.522 | 3.287
2019-09-24 09:00 | 43732.375 | 0.779 | 0.923
2019-09-24 10:00 | 43732.4167 | 0.574 | 0.799
2019-09-24 11:00 | 43732.4583 | 0.543 | 1.007
2019-09-24 12:00 | 43732.5 | 0.669 | 0.34
2019-09-24 13:00 | 43732.5417 | 1.918 | 0.35
2019-09-24 14:00 | 43732.5833 | 0.764 | 0.707
2019-09-24 15:00 | 43732.625 | 0.676 | 0.571
2019-09-24 16:00 | 43732.6667 | 0.499 | 0.559
2019-09-24 17:00 | 43732.7083 | 0.502 | 0.631
2019-09-24 18:00 | 43732.75 | 0.415 | 0.785
2019-09-24 19:00 | 43732.7917 | 0.572 | 1.615
2019-09-24 20:00 | 43732.8333 | 1.121 | 0.967
2019-09-24 21:00 | 43732.875 | 0.647 | 3.646
2019-09-24 22:00 | 43732.9167 | 0.539 | 1.19
2019-09-24 23:00 | 43732.9583 | 0.489 | 0.815
2019-09-25 | 43733 | 0.434 | 0.822
2019-09-25 01:00 | 43733.0417 | 0.443 | 0.578
2019-09-25 02:00 | 43733.0833 | 0.413 | 0.696
2019-09-25 03:00 | 43733.125 | 0.371 | 0.418
2019-09-25 04:00 | 43733.1667 | 0.354 | 0.557
2019-09-25 05:00 | 43733.2083 | 0.386 | 0.601
2019-09-25 06:00 | 43733.25 | 0.352 | 0.421
2019-09-25 07:00 | 43733.2917 | 0.507 | 1.451
2019-09-25 08:00 | 43733.3333 | 0.519 | 1.08
2019-09-25 09:00 | 43733.375 | 0.456 | 0.379
2019-09-25 10:00 | 43733.4167 | 0.457 | 1.08
2019-09-25 11:00 | 43733.4583 | 0.418 | 0.812
2019-09-25 12:00 | 43733.5 | 0.435 | 0.372
2019-09-25 13:00 | 43733.5417 | 0.762 | 0.625
2019-09-25 14:00 | 43733.5833 | 0.578 | 0.483
2019-09-25 15:00 | 43733.625 | 0.469 | 0.809
2019-09-25 16:00 | 43733.6667 | 0.491 | 1.939
2019-09-25 17:00 | 43733.7083 | 0.457 | 0.4
2019-09-25 18:00 | 43733.75 | 0.394 | 0.416
2019-09-25 19:00 | 43733.7917 | 0.392 | 0.396
2019-09-25 20:00 | 43733.8333 | 0.934 | 0.705
2019-09-25 21:00 | 43733.875 | 0.649 | 2.401
2019-09-25 22:00 | 43733.9167 | 0.533 | 0.928
2019-09-25 23:00 | 43733.9583 | 0.533 | 0.843
2019-09-26 | 43734 | 0.664 | 0.67
2019-09-26 01:00 | 43734.0417 | 0.44 | 1.635
2019-09-26 02:00 | 43734.0833 | 0.396 | 0.425
2019-09-26 03:00 | 43734.125 | 0.371 | 0.535
2019-09-26 04:00 | 43734.1667 | 0.374 | 0.585
2019-09-26 05:00 | 43734.2083 | 0.355 | 0.738
2019-09-26 06:00 | 43734.25 | 0.362 | 0.677
2019-09-26 07:00 | 43734.2917 | 0.596 | 0.857
2019-09-26 08:00 | 43734.3333 | 0.491 | 2.436
2019-09-26 09:00 | 43734.375 | 0.911 | 1.443
2019-09-26 10:00 | 43734.4167 | 1.129 | 0.454
2019-09-26 11:00 | 43734.4583 | 0.428 | 0.362
2019-09-26 12:00 | 43734.5 | 0.786 | 0.523
2019-09-26 13:00 | 43734.5417 | 1.069 | 1.732
2019-09-26 14:00 | 43734.5833 | 0.761 | 0.597
2019-09-26 15:00 | 43734.625 | 0.515 | 0.472
2019-09-26 16:00 | 43734.6667 | 0.686 | 0.444
2019-09-26 17:00 | 43734.7083 | 0.834 | 0.685
2019-09-26 18:00 | 43734.75 | 0.418 | 0.822
2019-09-26 19:00 | 43734.7917 | 0.563 | 0.386
2019-09-26 20:00 | 43734.8333 | 1.22 | 1.82
2019-09-26 21:00 | 43734.875 | 0.819 | 2.546
2019-09-26 22:00 | 43734.9167 | 0.623 | 2.061
2019-09-26 23:00 | 43734.9583 | 0.493 | 1.398
2019-09-27 | 43735 | 0.445 | 0.834
2019-09-27 01:00 | 43735.0417 | 0.418 | 0.72
2019-09-27 02:00 | 43735.0833 | 0.359 | 0.47
2019-09-27 03:00 | 43735.125 | 0.368 | 0.571
2019-09-27 04:00 | 43735.1667 | 0.365 | 0.424
2019-09-27 05:00 | 43735.2083 | 0.348 | 0.526
2019-09-27 06:00 | 43735.25 | 0.357 | 0.455
2019-09-27 07:00 | 43735.2917 | 0.461 | 1.688
2019-09-27 08:00 | 43735.3333 | 1.692 | 2.139
2019-09-27 09:00 | 43735.375 | 1.092 | 2.583
2019-09-27 10:00 | 43735.4167 | 0.428 | 0.726
2019-09-27 11:00 | 43735.4583 | 0.375 | 0.349
2019-09-27 12:00 | 43735.5 | 0.736 | 0.321
2019-09-27 13:00 | 43735.5417 | 0.802 | 0.325
2019-09-27 14:00 | 43735.5833 | 0.657 | 0.354
2019-09-27 15:00 | 43735.625 | 0.434 | 0.507
2019-09-27 16:00 | 43735.6667 | 0.488 | 0.484
2019-09-27 17:00 | 43735.7083 | 0.468 | 0.325
2019-09-27 18:00 | 43735.75 | 0.552 | 0.37
2019-09-27 19:00 | 43735.7917 | 0.515 | 0.707
2019-09-27 20:00 | 43735.8333 | 0.601 | 2.088
2019-09-27 21:00 | 43735.875 | 0.512 | 0.87
2019-09-27 22:00 | 43735.9167 | 0.485 | 2.155
2019-09-27 23:00 | 43735.9583 | 0.443 | 0.935
2019-09-28 | 43736 | 0.512 | 0.744
2019-09-28 01:00 | 43736.0417 | 0.431 | 0.577
2019-09-28 02:00 | 43736.0833 | 0.408 | 0.579
2019-09-28 03:00 | 43736.125 | 0.358 | 0.5
2019-09-28 04:00 | 43736.1667 | 0.347 | 0.571
2019-09-28 05:00 | 43736.2083 | 0.324 | 0.542
2019-09-28 06:00 | 43736.25 | 0.342 | 0.74
2019-09-28 07:00 | 43736.2917 | 0.378 | 0.637
2019-09-28 08:00 | 43736.3333 | 1.183 | 0.575
2019-09-28 09:00 | 43736.375 | 1.021 | 0.433
2019-09-28 10:00 | 43736.4167 | 0.451 | 0.799
2019-09-28 11:00 | 43736.4583 | 0.476 | 1.929
2019-09-28 12:00 | 43736.5 | 1.117 | 0.578
2019-09-28 13:00 | 43736.5417 | 0.994 | 1.909
2019-09-28 14:00 | 43736.5833 | 1.992 | 2.634
2019-09-28 15:00 | 43736.625 | 1.053 | 0.354
2019-09-28 16:00 | 43736.6667 | 0.557 | 0.385
2019-09-28 17:00 | 43736.7083 | 0.587 | 0.333
2019-09-28 18:00 | 43736.75 | 0.901 | 0.367
2019-09-28 19:00 | 43736.7917 | 1.133 | 0.37
2019-09-28 20:00 | 43736.8333 | 0.772 | 1.992
2019-09-28 21:00 | 43736.875 | 0.835 | 0.799
2019-09-28 22:00 | 43736.9167 | 0.548 | 0.757
2019-09-28 23:00 | 43736.9583 | 0.489 | 1.76
2019-09-29 | 43737 | 0.473 | 0.852
2019-09-29 01:00 | 43737.0417 | 0.395 | 0.626
2019-09-29 02:00 | 43737.0833 | 0.376 | 0.666
2019-09-29 03:00 | 43737.125 | 0.38 | 0.599
2019-09-29 04:00 | 43737.1667 | 0.393 | 0.619
2019-09-29 05:00 | 43737.2083 | 0.365 | 0.668
2019-09-29 06:00 | 43737.25 | 0.498 | 0.571
2019-09-29 07:00 | 43737.2917 | 0.69 | 0.567
2019-09-29 08:00 | 43737.3333 | 0.417 | 0.592
2019-09-29 09:00 | 43737.375 | 0.464 | 0.646
2019-09-29 10:00 | 43737.4167 | 0.685 | 2.197
2019-09-29 11:00 | 43737.4583 | 1.8 | 0.526
2019-09-29 12:00 | 43737.5 | 1.124 | 0.435
2019-09-29 13:00 | 43737.5417 | 0.529 | 0.485
2019-09-29 14:00 | 43737.5833 | 0.853 | 1.745
2019-09-29 15:00 | 43737.625 | 0.923 | 0.423
2019-09-29 16:00 | 43737.6667 | 0.515 | 0.371
2019-09-29 17:00 | 43737.7083 | 0.471 | 0.383
2019-09-29 18:00 | 43737.75 | 0.427 | 0.486
2019-09-29 19:00 | 43737.7917 | 0.974 | 0.436
2019-09-29 20:00 | 43737.8333 | 1.102 | 1.08
2019-09-29 21:00 | 43737.875 | 0.709 | 1.734
2019-09-29 22:00 | 43737.9167 | 0.585 | 0.973
2019-09-29 23:00 | 43737.9583 | 0.455 | 1.171
2019-09-30 | 43738 | 0.448 | 1.158
2019-09-30 01:00 | 43738.0417 | 0.392 | 0.918
2019-09-30 02:00 | 43738.0833 | 0.346 | 1.024
2019-09-30 03:00 | 43738.125 | 0.341 | 1.237
2019-09-30 04:00 | 43738.1667 | 0.366 | 0.423
2019-09-30 05:00 | 43738.2083 | 0.345 | 0.586
2019-09-30 06:00 | 43738.25 | 0.352 | 0.536
2019-09-30 07:00 | 43738.2917 | 0.357 | 0.882
2019-09-30 08:00 | 43738.3333 | 0.65 | 2.685
2019-09-30 09:00 | 43738.375 | 0.532 | 1.233
2019-09-30 10:00 | 43738.4167 | 0.431 | 0.365
2019-09-30 11:00 | 43738.4583 | 0.725 | 0.355
2019-09-30 12:00 | 43738.5 | 0.589 | 0.759
2019-09-30 13:00 | 43738.5417 | 0.924 | 1.008
2019-09-30 14:00 | 43738.5833 | 0.664 | 0.44
2019-09-30 15:00 | 43738.625 | 0.509 | 0.772
2019-09-30 16:00 | 43738.6667 | 1.121 | 2.176
2019-09-30 17:00 | 43738.7083 | 0.531 | 0.419
2019-09-30 18:00 | 43738.75 | 0.436 | 0.419
2019-09-30 19:00 | 43738.7917 | 0.419 | 0.397
2019-09-30 20:00 | 43738.8333 | 1.478 | 0.68
2019-09-30 21:00 | 43738.875 | 0.655 | 1.054
2019-09-30 22:00 | 43738.9167 | 0.519 | 1.235
2019-09-30 23:00 | 43738.9583 | 0.493 | 2.067
2019-10-01 | 43739 | 0.453 | 0.774
2019-10-01 01:00 | 43739.0417 | 0.4 | 0.494
2019-10-01 02:00 | 43739.0833 | 0.409 | 0.393
2019-10-01 03:00 | 43739.125 | 0.481 | 0.396
2019-10-01 04:00 | 43739.1667 | 0.471 | 0.496
2019-10-01 05:00 | 43739.2083 | 0.742 | 0.642
2019-10-01 06:00 | 43739.25 | 1.484 | 0.484
2019-10-01 07:00 | 43739.2917 | 0.895 | 0.715
2019-10-01 08:00 | 43739.3333 | 0.669 | 2.161
2019-10-01 09:00 | 43739.375 | 0.51 | 2.042
2019-10-01 10:00 | 43739.4167 | 0.449 | 0.356
2019-10-01 11:00 | 43739.4583 | 0.533 | 1.437
2019-10-01 12:00 | 43739.5 | 0.548 | 0.386
2019-10-01 13:00 | 43739.5417 | 0.744 | 0.365
2019-10-01 14:00 | 43739.5833 | 0.523 | 0.737
2019-10-01 15:00 | 43739.625 | 0.427 | 0.518
2019-10-01 16:00 | 43739.6667 | 0.393 | 0.404
2019-10-01 17:00 | 43739.7083 | 0.51 | 0.37
2019-10-01 18:00 | 43739.75 | 0.605 | 0.39
2019-10-01 19:00 | 43739.7917 | 0.467 | 0.421
2019-10-01 20:00 | 43739.8333 | 1.067 | 0.874
2019-10-01 21:00 | 43739.875 | 0.957 | 3.299
2019-10-01 22:00 | 43739.9167 | 0.85 | 1.087
2019-10-01 23:00 | 43739.9583 | 0.502 | 0.873
2019-10-02 | 43740 | 0.675 | 0.767
2019-10-02 01:00 | 43740.0417 | 0.398 | 0.582
2019-10-02 02:00 | 43740.0833 | 0.423 | 0.452
2019-10-02 03:00 | 43740.125 | 0.377 | 0.444
2019-10-02 04:00 | 43740.1667 | 0.393 | 0.491
2019-10-02 05:00 | 43740.2083 | 0.385 | 0.818
2019-10-02 06:00 | 43740.25 | 0.659 | 0.575
2019-10-02 07:00 | 43740.2917 | 0.694 | 1.608
2019-10-02 08:00 | 43740.3333 | 0.646 | 1.979
2019-10-02 09:00 | 43740.375 | 0.616 | 2.309
2019-10-02 10:00 | 43740.4167 | 0.589 | 0.584
2019-10-02 11:00 | 43740.4583 | 0.529 | 0.398
2019-10-02 12:00 | 43740.5 | 0.564 | 0.345
2019-10-02 13:00 | 43740.5417 | 0.439 | 1.116
2019-10-02 14:00 | 43740.5833 | 0.449 | 0.996
2019-10-02 15:00 | 43740.625 | 0.417 | 0.514
2019-10-02 16:00 | 43740.6667 | 0.423 | 0.522
2019-10-02 17:00 | 43740.7083 | 0.362 | 0.371
2019-10-02 18:00 | 43740.75 | 0.543 | 0.397
2019-10-02 19:00 | 43740.7917 | 0.566 | 0.457
2019-10-02 20:00 | 43740.8333 | 0.901 | 0.764
2019-10-02 21:00 | 43740.875 | 0.729 | 0.855
2019-10-02 22:00 | 43740.9167 | 0.626 | 2.306
2019-10-02 23:00 | 43740.9583 | 0.558 | 0.943
2019-10-03 | 43741 | 0.52 | 0.727
2019-10-03 01:00 | 43741.0417 | 0.489 | 0.759
2019-10-03 02:00 | 43741.0833 | 0.416 | 0.497
2019-10-03 03:00 | 43741.125 | 0.41 | 0.637
2019-10-03 04:00 | 43741.1667 | 0.385 | 0.524
2019-10-03 05:00 | 43741.2083 | 0.361 | 0.677
2019-10-03 06:00 | 43741.25 | 0.396 | 0.668
2019-10-03 07:00 | 43741.2917 | 0.663 | 0.77
2019-10-03 08:00 | 43741.3333 | 0.63 | 2.513
2019-10-03 09:00 | 43741.375 | 1.786 | 2.256
2019-10-03 10:00 | 43741.4167 | 0.457 | 0.691
2019-10-03 11:00 | 43741.4583 | 0.495 | 0.368
2019-10-03 12:00 | 43741.5 | 0.464 | 0.316
2019-10-03 13:00 | 43741.5417 | 0.608 | 0.748
2019-10-03 14:00 | 43741.5833 | 0.523 | 0.683
2019-10-03 15:00 | 43741.625 | 0.424 | 0.425
2019-10-03 16:00 | 43741.6667 | 0.394 | 2.056
2019-10-03 17:00 | 43741.7083 | 0.399 | 0.894
2019-10-03 18:00 | 43741.75 | 0.578 | 0.382
2019-10-03 19:00 | 43741.7917 | 0.551 | 0.394
2019-10-03 20:00 | 43741.8333 | 1.345 | 0.707
2019-10-03 21:00 | 43741.875 | 0.883 | 1.683
2019-10-03 22:00 | 43741.9167 | 1.387 | 0.937
2019-10-03 23:00 | 43741.9583 | 1.28 | 2.218
2019-10-04 | 43742 | 0.519 | 0.72
2019-10-04 01:00 | 43742.0417 | 0.468 | 0.505
2019-10-04 02:00 | 43742.0833 | 0.472 | 0.383
2019-10-04 03:00 | 43742.125 | 0.455 | 0.442
2019-10-04 04:00 | 43742.1667 | 0.428 | 0.565
2019-10-04 05:00 | 43742.2083 | 0.517 | 0.637
2019-10-04 06:00 | 43742.25 | 0.799 | 0.458
2019-10-04 07:00 | 43742.2917 | 0.757 | 0.673
2019-10-04 08:00 | 43742.3333 | 0.64 | 2.822
2019-10-04 09:00 | 43742.375 | 0.635 | 2.687
2019-10-04 10:00 | 43742.4167 | 0.716 | 0.862
2019-10-04 11:00 | 43742.4583 | 0.41 | 0.399
2019-10-04 12:00 | 43742.5 | 0.926 | 0.392
2019-10-04 13:00 | 43742.5417 | 0.707 | 0.368
2019-10-04 14:00 | 43742.5833 | 0.518 | 0.825
2019-10-04 15:00 | 43742.625 | 1.005 | 0.694
2019-10-04 16:00 | 43742.6667 | 0.699 | 1.713
2019-10-04 17:00 | 43742.7083 | 0.567 | 0.536
2019-10-04 18:00 | 43742.75 | 0.391 | 0.41
2019-10-04 19:00 | 43742.7917 | 0.438 | 0.527
2019-10-04 20:00 | 43742.8333 | 0.561 | 0.779
2019-10-04 21:00 | 43742.875 | 0.489 | 0.791
2019-10-04 22:00 | 43742.9167 | 0.467 | 1.237
2019-10-04 23:00 | 43742.9583 | 0.442 | 1.229
2019-10-05 | 43743 | 0.436 | 0.966
2019-10-05 01:00 | 43743.0417 | 0.396 | 0.767
2019-10-05 02:00 | 43743.0833 | 0.348 | 0.503
2019-10-05 03:00 | 43743.125 | 0.388 | 0.75
2019-10-05 04:00 | 43743.1667 | 0.429 | 0.58
2019-10-05 05:00 | 43743.2083 | 0.339 | 0.673
2019-10-05 06:00 | 43743.25 | 0.352 | 0.545
2019-10-05 07:00 | 43743.2917 | 0.349 | 0.542
2019-10-05 08:00 | 43743.3333 | 0.528 | 1.47
2019-10-05 09:00 | 43743.375 | 0.492 | 0.477
2019-10-05 10:00 | 43743.4167 | 0.523 | 0.903
2019-10-05 11:00 | 43743.4583 | 0.44 | 0.613
2019-10-05 12:00 | 43743.5 | 0.402 | 2.665
2019-10-05 13:00 | 43743.5417 | 0.58 | 2.275
2019-10-05 14:00 | 43743.5833 | 0.507 | 0.591
2019-10-05 15:00 | 43743.625 | 0.419 | 1.079
2019-10-05 16:00 | 43743.6667 | 0.385 | 0.532
2019-10-05 17:00 | 43743.7083 | 0.373 | 0.633
2019-10-05 18:00 | 43743.75 | 0.384 | 2.536
2019-10-05 19:00 | 43743.7917 | 0.394 | 1.871
2019-10-05 20:00 | 43743.8333 | 0.851 | 1.234
2019-10-05 21:00 | 43743.875 | 0.579 | 1.218
2019-10-05 22:00 | 43743.9167 | 0.469 | 1.212
2019-10-05 23:00 | 43743.9583 | 0.465 | 0.996
2019-10-06 | 43744 | 0.416 | 0.981
2019-10-06 01:00 | 43744.0417 | 0.374 | 0.506
2019-10-06 02:00 | 43744.0833 | 0.335 | 0.599
2019-10-06 03:00 | 43744.125 | 0.331 | 0.431
2019-10-06 04:00 | 43744.1667 | 0.343 | 0.41
2019-10-06 05:00 | 43744.2083 | 0.325 | 0.465
2019-10-06 06:00 | 43744.25 | 0.325 | 0.643
2019-10-06 07:00 | 43744.2917 | 0.328 | 0.554
2019-10-06 08:00 | 43744.3333 | 0.474 | 0.539
2019-10-06 09:00 | 43744.375 | 0.456 | 0.645
2019-10-06 10:00 | 43744.4167 | 0.389 | 2.643
2019-10-06 11:00 | 43744.4583 | 0.334 | 0.963
2019-10-06 12:00 | 43744.5 | 0.545 | 1.896
2019-10-06 13:00 | 43744.5417 | 0.842 | 0.556
2019-10-06 14:00 | 43744.5833 | 0.469 | 0.436
2019-10-06 15:00 | 43744.625 | 1.87 | 0.346
2019-10-06 16:00 | 43744.6667 | 0.589 | 0.39
2019-10-06 17:00 | 43744.7083 | 0.448 | 0.381
2019-10-06 18:00 | 43744.75 | 0.399 | 0.744
2019-10-06 19:00 | 43744.7917 | 0.457 | 1.596
2019-10-06 20:00 | 43744.8333 | 0.866 | 1.622
2019-10-06 21:00 | 43744.875 | 0.602 | 2.952
2019-10-06 22:00 | 43744.9167 | 0.465 | 1.299
2019-10-06 23:00 | 43744.9583 | 0.434 | 1.619
2019-10-07 | 43745 | 0.43 | 1.121
2019-10-07 01:00 | 43745.0417 | 0.348 | 0.665
2019-10-07 02:00 | 43745.0833 | 0.367 | 0.625
2019-10-07 03:00 | 43745.125 | 0.461 | 0.511
2019-10-07 04:00 | 43745.1667 | 0.364 | 0.58
2019-10-07 05:00 | 43745.2083 | 0.334 | 0.62
2019-10-07 06:00 | 43745.25 | 0.439 | 0.535
2019-10-07 07:00 | 43745.2917 | 1.504 | 2.082
2019-10-07 08:00 | 43745.3333 | 0.493 | 1.027
2019-10-07 09:00 | 43745.375 | 0.611 | 1.954
2019-10-07 10:00 | 43745.4167 | 0.403 | 0.885
2019-10-07 11:00 | 43745.4583 | 0.451 | 0.377
2019-10-07 12:00 | 43745.5 | 0.467 | 0.374
2019-10-07 13:00 | 43745.5417 | 0.923 | 1.1
2019-10-07 14:00 | 43745.5833 | 0.604 | 1.528
2019-10-07 15:00 | 43745.625 | 0.774 | 0.424
2019-10-07 16:00 | 43745.6667 | 0.588 | 0.499
2019-10-07 17:00 | 43745.7083 | 0.578 | 0.453
2019-10-07 18:00 | 43745.75 | 1.867 | 0.656
2019-10-07 19:00 | 43745.7917 | 1.334 | 0.505
2019-10-07 20:00 | 43745.8333 | 1.032 | 0.757
2019-10-07 21:00 | 43745.875 | 1.349 | 2.618
2019-10-07 22:00 | 43745.9167 | 1.007 | 1.241
2019-10-07 23:00 | 43745.9583 | 0.476 | 0.938
2019-10-08 | 43746 | 0.465 | 0.845
2019-10-08 01:00 | 43746.0417 | 0.4 | 0.751
2019-10-08 02:00 | 43746.0833 | 0.497 | 0.504
2019-10-08 03:00 | 43746.125 | 0.515 | 0.548
2019-10-08 04:00 | 43746.1667 | 0.503 | 0.533
2019-10-08 05:00 | 43746.2083 | 0.505 | 0.627
2019-10-08 06:00 | 43746.25 | 0.619 | 0.546
2019-10-08 07:00 | 43746.2917 | 0.51 | 1.782
2019-10-08 08:00 | 43746.3333 | 2.069 | 2.503
2019-10-08 09:00 | 43746.375 | 0.829 | 0.788
2019-10-08 10:00 | 43746.4167 | 0.498 | 0.49
2019-10-08 11:00 | 43746.4583 | 0.514 | 1.38
2019-10-08 12:00 | 43746.5 | 0.442 | 0.969
2019-10-08 13:00 | 43746.5417 | 1.095 | 0.496
2019-10-08 14:00 | 43746.5833 | 1.162 | 0.771
2019-10-08 15:00 | 43746.625 | 0.47 | 0.619
2019-10-08 16:00 | 43746.6667 | 0.582 | 0.466
2019-10-08 17:00 | 43746.7083 | 0.505 | 0.688
2019-10-08 18:00 | 43746.75 | 0.533 | 0.546
2019-10-08 19:00 | 43746.7917 | 0.502 | 0.762
2019-10-08 20:00 | 43746.8333 | 0.918 | 0.836
2019-10-08 21:00 | 43746.875 | 0.661 | 2.312
2019-10-08 22:00 | 43746.9167 | 0.725 | 2.516
2019-10-08 23:00 | 43746.9583 | 0.541 | 0.929
2019-10-09 | 43747 | 0.447 | 0.792
2019-10-09 01:00 | 43747.0417 | 0.405 | 0.593
2019-10-09 02:00 | 43747.0833 | 0.368 | 0.558
2019-10-09 03:00 | 43747.125 | 0.375 | 0.478
2019-10-09 04:00 | 43747.1667 | 0.365 | 0.648
2019-10-09 05:00 | 43747.2083 | 0.348 | 0.633
2019-10-09 06:00 | 43747.25 | 0.571 | 0.534
2019-10-09 07:00 | 43747.2917 | 0.435 | 0.787
2019-10-09 08:00 | 43747.3333 | 0.467 | 2.051
2019-10-09 09:00 | 43747.375 | 0.457 | 0.485
2019-10-09 10:00 | 43747.4167 | 0.784 | 2.129
2019-10-09 11:00 | 43747.4583 | 0.389 | 1.87
2019-10-09 12:00 | 43747.5 | 0.548 | 0.347
2019-10-09 13:00 | 43747.5417 | 0.67 | 0.37
2019-10-09 14:00 | 43747.5833 | 0.966 | 0.698
2019-10-09 15:00 | 43747.625 | 1.046 | 0.436
2019-10-09 16:00 | 43747.6667 | 0.526 | 0.545
2019-10-09 17:00 | 43747.7083 | 0.463 | 0.413
2019-10-09 18:00 | 43747.75 | 0.442 | 0.505
2019-10-09 19:00 | 43747.7917 | 0.462 | 0.722
2019-10-09 20:00 | 43747.8333 | 1.332 | 1.792
2019-10-09 21:00 | 43747.875 | 0.761 | 0.922
2019-10-09 22:00 | 43747.9167 | 0.52 | 1.154
2019-10-09 23:00 | 43747.9583 | 0.446 | 0.977
2019-10-10 | 43748 | 0.475 | 0.89
2019-10-10 01:00 | 43748.0417 | 0.435 | 0.732
2019-10-10 02:00 | 43748.0833 | 0.342 | 0.551
2019-10-10 03:00 | 43748.125 | 0.331 | 0.551
2019-10-10 04:00 | 43748.1667 | 0.339 | 0.633
2019-10-10 05:00 | 43748.2083 | 0.355 | 0.613
2019-10-10 06:00 | 43748.25 | 0.378 | 0.551
2019-10-10 07:00 | 43748.2917 | 1.169 | 2.053
2019-10-10 08:00 | 43748.3333 | 0.937 | 1.876
2019-10-10 09:00 | 43748.375 | 0.47 | 2.37
2019-10-10 10:00 | 43748.4167 | 0.836 | 0.54
2019-10-10 11:00 | 43748.4583 | 0.387 | 0.4
2019-10-10 12:00 | 43748.5 | 0.403 | 0.365
2019-10-10 13:00 | 43748.5417 | 0.668 | 0.795
2019-10-10 14:00 | 43748.5833 | 0.683 | 0.586
2019-10-10 15:00 | 43748.625 | 0.55 | 0.392
2019-10-10 16:00 | 43748.6667 | 0.763 | 1.361
2019-10-10 17:00 | 43748.7083 | 0.457 | 1.169
2019-10-10 18:00 | 43748.75 | 0.409 | 0.728
2019-10-10 19:00 | 43748.7917 | 0.669 | 0.535
2019-10-10 20:00 | 43748.8333 | 2.256 | 1.087
2019-10-10 21:00 | 43748.875 | 0.691 | 1.808
2019-10-10 22:00 | 43748.9167 | 0.566 | 1.489
2019-10-10 23:00 | 43748.9583 | 0.501 | 1.031
2019-10-11 | 43749 | 0.433 | 0.937
2019-10-11 01:00 | 43749.0417 | 0.396 | 0.665
2019-10-11 02:00 | 43749.0833 | 0.349 | 0.558
2019-10-11 03:00 | 43749.125 | 0.343 | 0.538
2019-10-11 04:00 | 43749.1667 | 0.34 | 0.537
2019-10-11 05:00 | 43749.2083 | 0.349 | 0.747
2019-10-11 06:00 | 43749.25 | 0.567 | 0.557
2019-10-11 07:00 | 43749.2917 | 0.403 | 1.695
2019-10-11 08:00 | 43749.3333 | 0.487 | 1.874
2019-10-11 09:00 | 43749.375 | 0.82 | 2.154
2019-10-11 10:00 | 43749.4167 | 1.097 | 0.717
2019-10-11 11:00 | 43749.4583 | 0.402 | 0.403
2019-10-11 12:00 | 43749.5 | 0.865 | 1.33
2019-10-11 13:00 | 43749.5417 | 0.907 | 0.319
2019-10-11 14:00 | 43749.5833 | 0.653 | 0.391
2019-10-11 15:00 | 43749.625 | 0.506 | 0.922
2019-10-11 16:00 | 43749.6667 | 0.449 | 0.684
2019-10-11 17:00 | 43749.7083 | 0.445 | 0.435
2019-10-11 18:00 | 43749.75 | 0.442 | 0.458
2019-10-11 19:00 | 43749.7917 | 0.443 | 1.783
2019-10-11 20:00 | 43749.8333 | 0.642 | 0.826
2019-10-11 21:00 | 43749.875 | 0.476 | 1.005
2019-10-11 22:00 | 43749.9167 | 0.47 | 1.66
2019-10-11 23:00 | 43749.9583 | 0.438 | 0.81
2019-10-12 | 43750 | 0.459 | 0.752
2019-10-12 01:00 | 43750.0417 | 0.479 | 0.668
2019-10-12 02:00 | 43750.0833 | 0.341 | 0.54
2019-10-12 03:00 | 43750.125 | 0.335 | 0.506
2019-10-12 04:00 | 43750.1667 | 0.33 | 0.552
2019-10-12 05:00 | 43750.2083 | 0.35 | 0.487
2019-10-12 06:00 | 43750.25 | 0.319 | 0.546
2019-10-12 07:00 | 43750.2917 | 0.546 | 0.638
2019-10-12 08:00 | 43750.3333 | 0.629 | 0.822
2019-10-12 09:00 | 43750.375 | 1.933 | 1.812
2019-10-12 10:00 | 43750.4167 | 1.516 | 0.605
2019-10-12 11:00 | 43750.4583 | 0.514 | 2.088
2019-10-12 12:00 | 43750.5 | 0.703 | 2.18
2019-10-12 13:00 | 43750.5417 | 0.561 | 0.947
2019-10-12 14:00 | 43750.5833 | 0.665 | 0.416
2019-10-12 15:00 | 43750.625 | 0.546 | 0.681
2019-10-12 16:00 | 43750.6667 | 0.433 | 0.852
2019-10-12 17:00 | 43750.7083 | 0.495 | 0.5
2019-10-12 18:00 | 43750.75 | 0.484 | 1.232
2019-10-12 19:00 | 43750.7917 | 0.449 | 1.548
2019-10-12 20:00 | 43750.8333 | 0.875 | 1.099
2019-10-12 21:00 | 43750.875 | 0.596 | 1.092
2019-10-12 22:00 | 43750.9167 | 0.566 | 1.176
2019-10-12 23:00 | 43750.9583 | 0.462 | 1.338
2019-10-13 | 43751 | 0.453 | 1.128
2019-10-13 01:00 | 43751.0417 | 0.375 | 0.971
2019-10-13 02:00 | 43751.0833 | 0.339 | 0.692
2019-10-13 03:00 | 43751.125 | 0.348 | 0.553
2019-10-13 04:00 | 43751.1667 | 0.409 | 0.659
2019-10-13 05:00 | 43751.2083 | 0.371 | 0.415
2019-10-13 06:00 | 43751.25 | 0.434 | 0.816
2019-10-13 07:00 | 43751.2917 | 0.764 | 1.274
2019-10-13 08:00 | 43751.3333 | 1.195 | 0.517
2019-10-13 09:00 | 43751.375 | 1.012 | 0.639
2019-10-13 10:00 | 43751.4167 | 1.261 | 2.456
2019-10-13 11:00 | 43751.4583 | 0.406 | 1.259
2019-10-13 12:00 | 43751.5 | 0.659 | 0.521
2019-10-13 13:00 | 43751.5417 | 0.412 | 0.596
2019-10-13 14:00 | 43751.5833 | 0.357 | 0.602
2019-10-13 15:00 | 43751.625 | 0.302 | 1.491
2019-10-13 16:00 | 43751.6667 | 0.291 | 0.382
2019-10-13 17:00 | 43751.7083 | 0.282 | 0.379
2019-10-13 18:00 | 43751.75 | 0.408 | 0.552
2019-10-13 19:00 | 43751.7917 | 0.503 | 0.822
2019-10-13 20:00 | 43751.8333 | 0.737 | 1.09
2019-10-13 21:00 | 43751.875 | 1.643 | 1.228
2019-10-13 22:00 | 43751.9167 | 0.52 | 1.386
2019-10-13 23:00 | 43751.9583 | 0.453 | 1.265
2019-10-14 | 43752 | 0.449 | 1.749
2019-10-14 01:00 | 43752.0417 | 0.374 | 1.273
2019-10-14 02:00 | 43752.0833 | 0.336 | 0.892
2019-10-14 03:00 | 43752.125 | 0.35 | 0.696
2019-10-14 04:00 | 43752.1667 | 0.338 | 0.829
2019-10-14 05:00 | 43752.2083 | 0.329 | 0.895
2019-10-14 06:00 | 43752.25 | 0.359 | 0.686
2019-10-14 07:00 | 43752.2917 | 0.509 | 0.888
2019-10-14 08:00 | 43752.3333 | 0.568 | 2.282
2019-10-14 09:00 | 43752.375 | 0.588 | 0.761
2019-10-14 10:00 | 43752.4167 | 0.444 | 0.997
2019-10-14 11:00 | 43752.4583 | 0.348 | 0.401
2019-10-14 12:00 | 43752.5 | 0.373 | 1.078
2019-10-14 13:00 | 43752.5417 | 0.954 | 1.898
2019-10-14 14:00 | 43752.5833 | 0.668 | 1.441
2019-10-14 15:00 | 43752.625 | 0.823 | 0.581
2019-10-14 16:00 | 43752.6667 | 0.583 | 0.647
2019-10-14 17:00 | 43752.7083 | 0.535 | 0.753
2019-10-14 18:00 | 43752.75 | 0.495 | 0.448
2019-10-14 19:00 | 43752.7917 | 0.557 | 0.886
2019-10-14 20:00 | 43752.8333 | 1.238 | 0.843
2019-10-14 21:00 | 43752.875 | 0.652 | 1.692
2019-10-14 22:00 | 43752.9167 | 0.598 | 2.389
2019-10-14 23:00 | 43752.9583 | 0.467 | 1.044
2019-10-15 | 43753 | 0.409 | 0.99
2019-10-15 01:00 | 43753.0417 | 0.37 | 0.699
2019-10-15 02:00 | 43753.0833 | 0.326 | 0.626
2019-10-15 03:00 | 43753.125 | 0.324 | 0.618
2019-10-15 04:00 | 43753.1667 | 0.332 | 0.575
2019-10-15 05:00 | 43753.2083 | 0.341 | 0.695
2019-10-15 06:00 | 43753.25 | 0.535 | 0.58
2019-10-15 07:00 | 43753.2917 | 1.006 | 1.779
2019-10-15 08:00 | 43753.3333 | 1.655 | 2.624
2019-10-15 09:00 | 43753.375 | 0.574 | 1.309
2019-10-15 10:00 | 43753.4167 | 0.395 | 1.048
2019-10-15 11:00 | 43753.4583 | 0.42 | 1.16
2019-10-15 12:00 | 43753.5 | 0.394 | 0.548
2019-10-15 13:00 | 43753.5417 | 0.968 | 0.74
2019-10-15 14:00 | 43753.5833 | 0.545 | 0.476
2019-10-15 15:00 | 43753.625 | 0.425 | 0.731
2019-10-15 16:00 | 43753.6667 | 0.548 | 0.439
2019-10-15 17:00 | 43753.7083 | 0.527 | 0.467
2019-10-15 18:00 | 43753.75 | 0.468 | 0.49
2019-10-15 19:00 | 43753.7917 | 0.437 | 0.83
2019-10-15 20:00 | 43753.8333 | 1.114 | 1.28
2019-10-15 21:00 | 43753.875 | 0.605 | 1.767
2019-10-15 22:00 | 43753.9167 | 0.527 | 1.093
2019-10-15 23:00 | 43753.9583 | 0.451 | 1.029
2019-10-16 | 43754 | 0.424 | 0.953
2019-10-16 01:00 | 43754.0417 | 0.36 | 0.752
2019-10-16 02:00 | 43754.0833 | 0.359 | 0.482
2019-10-16 03:00 | 43754.125 | 0.327 | 0.586
2019-10-16 04:00 | 43754.1667 | 0.325 | 0.585
2019-10-16 05:00 | 43754.2083 | 0.344 | 0.561
2019-10-16 06:00 | 43754.25 | 0.483 | 0.719
2019-10-16 07:00 | 43754.2917 | 1.183 | 2.196
2019-10-16 08:00 | 43754.3333 | 1.061 | 1.659
2019-10-16 09:00 | 43754.375 | 0.609 | 1.268
2019-10-16 10:00 | 43754.4167 | 0.422 | 2.261
2019-10-16 11:00 | 43754.4583 | 0.491 | 0.398
2019-10-16 12:00 | 43754.5 | 0.449 | 0.529
2019-10-16 13:00 | 43754.5417 | 1.068 | 0.91
2019-10-16 14:00 | 43754.5833 | 1.308 | 0.607
2019-10-16 15:00 | 43754.625 | 0.576 | 0.574
2019-10-16 16:00 | 43754.6667 | 0.563 | 1.529
2019-10-16 17:00 | 43754.7083 | 0.579 | 0.488
2019-10-16 18:00 | 43754.75 | 0.518 | 0.46
2019-10-16 19:00 | 43754.7917 | 0.511 | 0.64
2019-10-16 20:00 | 43754.8333 | 1.135 | 0.911
2019-10-16 21:00 | 43754.875 | 1.75 | 2.111
2019-10-16 22:00 | 43754.9167 | 0.61 | 1.391
2019-10-16 23:00 | 43754.9583 | 0.535 | 0.855
2019-10-17 | 43755 | 0.508 | 0.658
2019-10-17 01:00 | 43755.0417 | 0.444 | 0.61
2019-10-17 02:00 | 43755.0833 | 0.375 | 0.542
2019-10-17 03:00 | 43755.125 | 0.362 | 0.456
2019-10-17 04:00 | 43755.1667 | 0.347 | 0.413
2019-10-17 05:00 | 43755.2083 | 0.308 | 0.595
2019-10-17 06:00 | 43755.25 | 0.378 | 0.574
2019-10-17 07:00 | 43755.2917 | 0.464 | 1.812
2019-10-17 08:00 | 43755.3333 | 0.517 | 2.224
2019-10-17 09:00 | 43755.375 | 1.042 | 1.401
2019-10-17 10:00 | 43755.4167 | 0.461 | 1.63
2019-10-17 11:00 | 43755.4583 | 0.305 | 0.436
2019-10-17 12:00 | 43755.5 | 0.811 | 0.401
2019-10-17 13:00 | 43755.5417 | 1.158 | 0.353
2019-10-17 14:00 | 43755.5833 | 0.842 | 0.872
2019-10-17 15:00 | 43755.625 | 0.908 | 0.409
2019-10-17 16:00 | 43755.6667 | 0.459 | 0.738
2019-10-17 17:00 | 43755.7083 | 0.376 | 0.928
2019-10-17 18:00 | 43755.75 | 0.455 | 1.944
2019-10-17 19:00 | 43755.7917 | 0.559 | 0.6
2019-10-17 20:00 | 43755.8333 | 0.953 | 0.854
2019-10-17 21:00 | 43755.875 | 0.694 | 1.428
2019-10-17 22:00 | 43755.9167 | 0.514 | 1.955
2019-10-17 23:00 | 43755.9583 | 0.486 | 0.931
2019-10-18 | 43756 | 0.405 | 0.827
2019-10-18 01:00 | 43756.0417 | 0.33 | 0.81
2019-10-18 02:00 | 43756.0833 | 0.35 | 0.444
2019-10-18 03:00 | 43756.125 | 0.362 | 0.53
2019-10-18 04:00 | 43756.1667 | 0.334 | 0.605
2019-10-18 05:00 | 43756.2083 | 0.341 | 0.681
2019-10-18 06:00 | 43756.25 | 0.705 | 0.52
2019-10-18 07:00 | 43756.2917 | 0.552 | 1.736
2019-10-18 08:00 | 43756.3333 | 0.507 | 1.863
2019-10-18 09:00 | 43756.375 | 0.896 | 2.308
2019-10-18 10:00 | 43756.4167 | 0.521 | 0.401
2019-10-18 11:00 | 43756.4583 | 0.453 | 0.389
2019-10-18 12:00 | 43756.5 | 0.436 | 0.324
2019-10-18 13:00 | 43756.5417 | 0.765 | 0.582
2019-10-18 14:00 | 43756.5833 | 0.615 | 1.571
2019-10-18 15:00 | 43756.625 | 0.444 | 0.775
2019-10-18 16:00 | 43756.6667 | 0.406 | 0.526
2019-10-18 17:00 | 43756.7083 | 0.449 | 0.478
2019-10-18 18:00 | 43756.75 | 0.384 | 0.56
2019-10-18 19:00 | 43756.7917 | 0.449 | 1.213
2019-10-18 20:00 | 43756.8333 | 0.576 | 2.099
2019-10-18 21:00 | 43756.875 | 0.539 | 1.008
2019-10-18 22:00 | 43756.9167 | 0.47 | 0.928
2019-10-18 23:00 | 43756.9583 | 0.452 | 1.077
2019-10-19 | 43757 | 0.489 | 1.787
2019-10-19 01:00 | 43757.0417 | 0.352 | 0.543
2019-10-19 02:00 | 43757.0833 | 0.35 | 0.541
2019-10-19 03:00 | 43757.125 | 0.325 | 0.412
2019-10-19 04:00 | 43757.1667 | 0.311 | 0.625
2019-10-19 05:00 | 43757.2083 | 0.341 | 0.42
2019-10-19 06:00 | 43757.25 | 0.331 | 0.546
2019-10-19 07:00 | 43757.2917 | 0.535 | 0.573
2019-10-19 08:00 | 43757.3333 | 0.521 | 0.574
2019-10-19 09:00 | 43757.375 | 0.455 | 1.437
2019-10-19 10:00 | 43757.4167 | 0.373 | 1.681
2019-10-19 11:00 | 43757.4583 | 0.485 | 0.82
2019-10-19 12:00 | 43757.5 | 0.405 | 0.935
2019-10-19 13:00 | 43757.5417 | 0.422 | 1.219
2019-10-19 14:00 | 43757.5833 | 0.594 | 1.917
2019-10-19 15:00 | 43757.625 | 0.471 | 2.812
2019-10-19 16:00 | 43757.6667 | 0.438 | 0.762
2019-10-19 17:00 | 43757.7083 | 0.417 | 0.699
2019-10-19 18:00 | 43757.75 | 0.644 | 1.161
2019-10-19 19:00 | 43757.7917 | 0.476 | 1.478
2019-10-19 20:00 | 43757.8333 | 0.954 | 1.345
2019-10-19 21:00 | 43757.875 | 0.59 | 1
2019-10-19 22:00 | 43757.9167 | 0.46 | 2.215
2019-10-19 23:00 | 43757.9583 | 0.555 | 0.983
2019-10-20 | 43758 | 0.48 | 0.961
2019-10-20 01:00 | 43758.0417 | 0.418 | 0.911
2019-10-20 02:00 | 43758.0833 | 0.46 | 0.702
2019-10-20 03:00 | 43758.125 | 0.389 | 0.649
2019-10-20 04:00 | 43758.1667 | 0.38 | 0.581
2019-10-20 05:00 | 43758.2083 | 0.326 | 0.59
2019-10-20 06:00 | 43758.25 | 0.328 | 1.04
2019-10-20 07:00 | 43758.2917 | 0.42 | 0.824
2019-10-20 08:00 | 43758.3333 | 0.778 | 1.152
2019-10-20 09:00 | 43758.375 | 1.352 | 0.828
2019-10-20 10:00 | 43758.4167 | 2.033 | 1.927
2019-10-20 11:00 | 43758.4583 | 1.093 | 2.742
2019-10-20 12:00 | 43758.5 | 1.051 | 1.571
2019-10-20 13:00 | 43758.5417 | 0.686 | 1.513
2019-10-20 14:00 | 43758.5833 | 0.96 | 1.984
2019-10-20 15:00 | 43758.625 | 0.617 | 0.653
2019-10-20 16:00 | 43758.6667 | 0.415 | 0.636
2019-10-20 17:00 | 43758.7083 | 0.511 | 1.041
2019-10-20 18:00 | 43758.75 | 0.452 | 1.42
2019-10-20 19:00 | 43758.7917 | 0.489 | 1.015
2019-10-20 20:00 | 43758.8333 | 0.88 | 1.889
2019-10-20 21:00 | 43758.875 | 1.631 | 2.648
2019-10-20 22:00 | 43758.9167 | 0.604 | 2.515
2019-10-20 23:00 | 43758.9583 | 0.511 | 1.368
2019-10-21 | 43759 | 0.403 | 1.352
2019-10-21 01:00 | 43759.0417 | 0.35 | 0.834
2019-10-21 02:00 | 43759.0833 | 0.341 | 0.906
2019-10-21 03:00 | 43759.125 | 0.321 | 0.785
2019-10-21 04:00 | 43759.1667 | 0.313 | 0.839
2019-10-21 05:00 | 43759.2083 | 0.326 | 0.86
2019-10-21 06:00 | 43759.25 | 0.591 | 1.237
2019-10-21 07:00 | 43759.2917 | 1.578 | 2.147
2019-10-21 08:00 | 43759.3333 | 1.102 | 2.351
2019-10-21 09:00 | 43759.375 | 0.458 | 1.859
2019-10-21 10:00 | 43759.4167 | 0.39 | 1.398
2019-10-21 11:00 | 43759.4583 | 0.375 | 0.555
2019-10-21 12:00 | 43759.5 | 0.375 | 1.136
2019-10-21 13:00 | 43759.5417 | 0.449 | 2.687
2019-10-21 14:00 | 43759.5833 | 1.001 | 0.511
2019-10-21 15:00 | 43759.625 | 0.768 | 0.436
2019-10-21 16:00 | 43759.6667 | 0.691 | 0.453
2019-10-21 17:00 | 43759.7083 | 0.457 | 0.393
2019-10-21 18:00 | 43759.75 | 0.41 | 0.89
2019-10-21 19:00 | 43759.7917 | 0.512 | 0.698
2019-10-21 20:00 | 43759.8333 | 1.062 | 0.804
2019-10-21 21:00 | 43759.875 | 0.719 | 2.215
2019-10-21 22:00 | 43759.9167 | 0.559 | 1.348
2019-10-21 23:00 | 43759.9583 | 0.484 | 1.162
2019-10-22 | 43760 | 0.475 | 1.675
2019-10-22 01:00 | 43760.0417 | 0.365 | 0.817
2019-10-22 02:00 | 43760.0833 | 0.321 | 0.721
2019-10-22 03:00 | 43760.125 | 0.336 | 0.718
2019-10-22 04:00 | 43760.1667 | 0.337 | 0.706
2019-10-22 05:00 | 43760.2083 | 0.451 | 0.804
2019-10-22 06:00 | 43760.25 | 0.566 | 1.855
2019-10-22 07:00 | 43760.2917 | 0.508 | 1.902
2019-10-22 08:00 | 43760.3333 | 0.569 | 3.052
2019-10-22 09:00 | 43760.375 | 0.512 | 1.634
2019-10-22 10:00 | 43760.4167 | 0.33 | 2.246
2019-10-22 11:00 | 43760.4583 | 0.508 | 1.356
2019-10-22 12:00 | 43760.5 | 0.401 | 0.81
2019-10-22 13:00 | 43760.5417 | 0.868 | 0.971
2019-10-22 14:00 | 43760.5833 | 0.849 | 0.463
2019-10-22 15:00 | 43760.625 | 0.523 | 0.735
2019-10-22 16:00 | 43760.6667 | 0.407 | 0.663
2019-10-22 17:00 | 43760.7083 | 0.431 | 0.532
2019-10-22 18:00 | 43760.75 | 0.439 | 0.734
2019-10-22 19:00 | 43760.7917 | 0.51 | 0.798
2019-10-22 20:00 | 43760.8333 | 2.446 | 0.903
2019-10-22 21:00 | 43760.875 | 0.785 | 2.73
2019-10-22 22:00 | 43760.9167 | 0.524 | 1.337
2019-10-22 23:00 | 43760.9583 | 0.515 | 0.777
2019-10-23 | 43761 | 0.406 | 0.856
2019-10-23 01:00 | 43761.0417 | 0.331 | 0.746
2019-10-23 02:00 | 43761.0833 | 0.316 | 0.693
2019-10-23 03:00 | 43761.125 | 0.328 | 0.716
2019-10-23 04:00 | 43761.1667 | 0.34 | 0.798
2019-10-23 05:00 | 43761.2083 | 0.31 | 0.81
2019-10-23 06:00 | 43761.25 | 0.546 | 1.126
2019-10-23 07:00 | 43761.2917 | 0.437 | 1.099
2019-10-23 08:00 | 43761.3333 | 0.657 | 2.386
2019-10-23 09:00 | 43761.375 | 0.834 | 1.537
2019-10-23 10:00 | 43761.4167 | 0.651 | 1.682
2019-10-23 11:00 | 43761.4583 | 0.37 | 2.051
2019-10-23 12:00 | 43761.5 | 0.658 | 0.967
2019-10-23 13:00 | 43761.5417 | 1.946 | 0.587
2019-10-23 14:00 | 43761.5833 | 0.958 | 1.231
2019-10-23 15:00 | 43761.625 | 0.524 | 1.073
2019-10-23 16:00 | 43761.6667 | 0.491 | 0.738
2019-10-23 17:00 | 43761.7083 | 0.532 | 0.873
2019-10-23 18:00 | 43761.75 | 0.601 | 0.87
2019-10-23 19:00 | 43761.7917 | 0.715 | 2.836
2019-10-23 20:00 | 43761.8333 | 2.209 | 3.107
2019-10-23 21:00 | 43761.875 | 1.871 | 2.892
2019-10-23 22:00 | 43761.9167 | 0.873 | 3.064
2019-10-23 23:00 | 43761.9583 | 0.528 | 2.115
2019-10-24 | 43762 | 0.496 | 1.483
2019-10-24 01:00 | 43762.0417 | 0.425 | 1.136
2019-10-24 02:00 | 43762.0833 | 0.353 | 0.714
2019-10-24 03:00 | 43762.125 | 0.324 | 1.065
2019-10-24 04:00 | 43762.1667 | 0.454 | 1.226
2019-10-24 05:00 | 43762.2083 | 0.376 | 1.255
2019-10-24 06:00 | 43762.25 | 0.41 | 1.6
2019-10-24 07:00 | 43762.2917 | 0.56 | 2.164
2019-10-24 08:00 | 43762.3333 | 0.496 | 2.952
2019-10-24 09:00 | 43762.375 | 0.514 | 1.905
2019-10-24 10:00 | 43762.4167 | 0.626 | 1.566
2019-10-24 11:00 | 43762.4583 | 0.328 | 0.631
2019-10-24 12:00 | 43762.5 | 0.371 | 0.473
2019-10-24 13:00 | 43762.5417 | 1.588 | 0.839
2019-10-24 14:00 | 43762.5833 | 0.688 | 1.887
2019-10-24 15:00 | 43762.625 | 0.62 | 0.862
2019-10-24 16:00 | 43762.6667 | 0.903 | 0.49
2019-10-24 17:00 | 43762.7083 | 0.506 | 0.39
2019-10-24 18:00 | 43762.75 | 0.401 | 0.604
2019-10-24 19:00 | 43762.7917 | 0.543 | 0.862
2019-10-24 20:00 | 43762.8333 | 1.859 | 0.829
2019-10-24 21:00 | 43762.875 | 0.658 | 3.376
2019-10-24 22:00 | 43762.9167 | 0.485 | 2.394
2019-10-24 23:00 | 43762.9583 | 0.47 | 1.809
2019-10-25 | 43763 | 0.412 | 0.842
2019-10-25 01:00 | 43763.0417 | 0.328 | 0.783
2019-10-25 02:00 | 43763.0833 | 0.346 | 0.79
2019-10-25 03:00 | 43763.125 | 0.322 | 0.656
2019-10-25 04:00 | 43763.1667 | 0.323 | 0.644
2019-10-25 05:00 | 43763.2083 | 0.308 | 0.754
2019-10-25 06:00 | 43763.25 | 0.401 | 1.19
2019-10-25 07:00 | 43763.2917 | 0.483 | 1.831
2019-10-25 08:00 | 43763.3333 | 0.468 | 2.512
2019-10-25 09:00 | 43763.375 | 0.994 | 1.544
2019-10-25 10:00 | 43763.4167 | 0.684 | 1.486
2019-10-25 11:00 | 43763.4583 | 0.414 | 1.16
2019-10-25 12:00 | 43763.5 | 0.414 | 0.376
2019-10-25 13:00 | 43763.5417 | 0.906 | 0.551
2019-10-25 14:00 | 43763.5833 | 0.704 | 0.538
2019-10-25 15:00 | 43763.625 | 0.471 | 0.41
2019-10-25 16:00 | 43763.6667 | 0.434 | 0.902
2019-10-25 17:00 | 43763.7083 | 0.533 | 0.669
2019-10-25 18:00 | 43763.75 | 0.449 | 0.558
2019-10-25 19:00 | 43763.7917 | 0.579 | 0.991
2019-10-25 20:00 | 43763.8333 | 0.676 | 0.929
2019-10-25 21:00 | 43763.875 | 0.571 | 1.124
2019-10-25 22:00 | 43763.9167 | 0.472 | 3.496
2019-10-25 23:00 | 43763.9583 | 0.482 | 1.862
2019-10-26 | 43764 | 0.582 | 1.059
2019-10-26 01:00 | 43764.0417 | 0.482 | 0.734
2019-10-26 02:00 | 43764.0833 | 0.532 | 0.594
2019-10-26 03:00 | 43764.125 | 0.367 | 0.572
2019-10-26 04:00 | 43764.1667 | 0.334 | 0.822
2019-10-26 05:00 | 43764.2083 | 0.34 | 0.638
2019-10-26 06:00 | 43764.25 | 0.348 | 0.945
2019-10-26 07:00 | 43764.2917 | 0.338 | 0.92
2019-10-26 08:00 | 43764.3333 | 0.656 | 1.048
2019-10-26 09:00 | 43764.375 | 1.578 | 0.961
2019-10-26 10:00 | 43764.4167 | 0.391 | 1.934
2019-10-26 11:00 | 43764.4583 | 0.398 | 1.993
2019-10-26 12:00 | 43764.5 | 0.444 | 1.302
2019-10-26 13:00 | 43764.5417 | 0.615 | 2.788
2019-10-26 14:00 | 43764.5833 | 0.667 | 1.321
2019-10-26 15:00 | 43764.625 | 0.794 | 0.814
2019-10-26 16:00 | 43764.6667 | 0.441 | 1.815
2019-10-26 17:00 | 43764.7083 | 0.498 | 0.681
2019-10-26 18:00 | 43764.75 | 0.418 | 1.228
2019-10-26 19:00 | 43764.7917 | 0.488 | 1.628
2019-10-26 20:00 | 43764.8333 | 0.787 | 1.415
2019-10-26 21:00 | 43764.875 | 0.675 | 2.093
2019-10-26 22:00 | 43764.9167 | 0.56 | 1.149
2019-10-26 23:00 | 43764.9583 | 0.495 | 0.955
2019-10-27 | 43765 | 0.542 | 0.742
2019-10-27 01:00 | 43765.0417 | 0.46 | 0.774
2019-10-27 02:00 | 43765.0833 | 0.386 | 0.65
2019-10-27 03:00 | 43765.125 | 0.454 | 0.708
2019-10-27 04:00 | 43765.1667 | 0.385 | 0.636
2019-10-27 05:00 | 43765.2083 | 0.408 | 0.61
2019-10-27 06:00 | 43765.25 | 0.622 | 0.978
2019-10-27 07:00 | 43765.2917 | 0.605 | 0.976
2019-10-27 08:00 | 43765.3333 | 1.733 | 0.632
2019-10-27 09:00 | 43765.375 | 1.783 | 0.708
2019-10-27 10:00 | 43765.4167 | 1.674 | 2.775
2019-10-27 11:00 | 43765.4583 | 0.74 | 0.463
2019-10-27 12:00 | 43765.5 | 0.828 | 0.525
2019-10-27 13:00 | 43765.5417 | 0.67 | 1.102
2019-10-27 14:00 | 43765.5833 | 0.893 | 1.903
2019-10-27 15:00 | 43765.625 | 0.874 | 1.045
2019-10-27 16:00 | 43765.6667 | 0.396 | 0.429
2019-10-27 17:00 | 43765.7083 | 0.426 | 0.563
2019-10-27 18:00 | 43765.75 | 0.546 | 0.773
2019-10-27 19:00 | 43765.7917 | 0.615 | 2.207
2019-10-27 20:00 | 43765.8333 | 0.707 | 0.98
2019-10-27 21:00 | 43765.875 | 0.639 | 1.079
2019-10-27 22:00 | 43765.9167 | 0.558 | 1.368
2019-10-27 23:00 | 43765.9583 | 0.474 | 1.137
2019-10-28 | 43766 | 0.44 | 0.862
2019-10-28 01:00 | 43766.0417 | 0.333 | 0.795
2019-10-28 02:00 | 43766.0833 | 0.356 | 0.563
2019-10-28 03:00 | 43766.125 | 0.367 | 0.598
2019-10-28 04:00 | 43766.1667 | 0.367 | 0.552
2019-10-28 05:00 | 43766.2083 | 0.305 | 0.656
2019-10-28 06:00 | 43766.25 | 0.389 | 1.32
2019-10-28 07:00 | 43766.2917 | 0.612 | 1.307
2019-10-28 08:00 | 43766.3333 | 0.458 | 2.325
2019-10-28 09:00 | 43766.375 | 0.408 | 0.956
2019-10-28 10:00 | 43766.4167 | 0.393 | 0.762
2019-10-28 11:00 | 43766.4583 | 0.423 | 0.348
2019-10-28 12:00 | 43766.5 | 0.789 | 0.666
2019-10-28 13:00 | 43766.5417 | 0.772 | 1.8
2019-10-28 14:00 | 43766.5833 | 0.853 | 1.474
2019-10-28 15:00 | 43766.625 | 0.479 | 0.449
2019-10-28 16:00 | 43766.6667 | 0.776 | 0.425
2019-10-28 17:00 | 43766.7083 | 0.469 | 0.364
2019-10-28 18:00 | 43766.75 | 0.49 | 0.906
2019-10-28 19:00 | 43766.7917 | 0.724 | 0.688
2019-10-28 20:00 | 43766.8333 | 0.972 | 0.731
2019-10-28 21:00 | 43766.875 | 1.542 | 1.809
2019-10-28 22:00 | 43766.9167 | 0.657 | 3.37
2019-10-28 23:00 | 43766.9583 | 0.492 | 1.86
2019-10-29 | 43767 | 0.486 | 0.736
2019-10-29 01:00 | 43767.0417 | 0.45 | 0.64
2019-10-29 02:00 | 43767.0833 | 0.359 | 0.556
2019-10-29 03:00 | 43767.125 | 0.365 | 0.554
2019-10-29 04:00 | 43767.1667 | 0.356 | 0.548
2019-10-29 05:00 | 43767.2083 | 0.332 | 0.663
2019-10-29 06:00 | 43767.25 | 0.613 | 0.74
2019-10-29 07:00 | 43767.2917 | 2.287 | 2.183
2019-10-29 08:00 | 43767.3333 | 1.07 | 1.428
2019-10-29 09:00 | 43767.375 | 0.496 | 1.726
2019-10-29 10:00 | 43767.4167 | 0.37 | 0.993
2019-10-29 11:00 | 43767.4583 | 0.482 | 0.938
2019-10-29 12:00 | 43767.5 | 0.529 | 0.337
2019-10-29 13:00 | 43767.5417 | 0.936 | 0.776
2019-10-29 14:00 | 43767.5833 | 0.564 | 0.493
2019-10-29 15:00 | 43767.625 | 1.504 | 0.39
2019-10-29 16:00 | 43767.6667 | 1.682 | 0.732
2019-10-29 17:00 | 43767.7083 | 1.222 | 0.435
2019-10-29 18:00 | 43767.75 | 0.749 | 0.676
2019-10-29 19:00 | 43767.7917 | 0.598 | 1.133
2019-10-29 20:00 | 43767.8333 | 1.274 | 2.92
2019-10-29 21:00 | 43767.875 | 0.901 | 1.619
2019-10-29 22:00 | 43767.9167 | 0.701 | 1.026
2019-10-29 23:00 | 43767.9583 | 0.738 | 0.748
2019-10-30 | 43768 | 0.514 | 0.767
2019-10-30 01:00 | 43768.0417 | 0.438 | 0.608
2019-10-30 02:00 | 43768.0833 | 0.379 | 0.432
2019-10-30 03:00 | 43768.125 | 0.344 | 0.594
2019-10-30 04:00 | 43768.1667 | 0.395 | 0.563
2019-10-30 05:00 | 43768.2083 | 0.368 | 0.524
2019-10-30 06:00 | 43768.25 | 0.352 | 0.412
2019-10-30 07:00 | 43768.2917 | 0.529 | 0.553
2019-10-30 08:00 | 43768.3333 | 0.425 | 2.541
2019-10-30 09:00 | 43768.375 | 0.464 | 1.534
2019-10-30 10:00 | 43768.4167 | 0.808 | 3.048
2019-10-30 11:00 | 43768.4583 | 0.398 | 0.446
2019-10-30 12:00 | 43768.5 | 0.498 | 0.493
2019-10-30 13:00 | 43768.5417 | 1.396 | 0.789
2019-10-30 14:00 | 43768.5833 | 1.565 | 0.597
2019-10-30 15:00 | 43768.625 | 1.011 | 0.733
2019-10-30 16:00 | 43768.6667 | 0.397 | 0.469
2019-10-30 17:00 | 43768.7083 | 0.444 | 1.191
2019-10-30 18:00 | 43768.75 | 0.898 | 1.891
2019-10-30 19:00 | 43768.7917 | 0.543 | 1.08
2019-10-30 20:00 | 43768.8333 | 0.937 | 0.837
2019-10-30 21:00 | 43768.875 | 0.631 | 0.946
2019-10-30 22:00 | 43768.9167 | 0.45 | 2.314
2019-10-30 23:00 | 43768.9583 | 0.467 | 1.442
2019-10-31 | 43769 | 0.446 | 0.77
2019-10-31 01:00 | 43769.0417 | 0.427 | 0.534
2019-10-31 02:00 | 43769.0833 | 0.35 | 0.442
2019-10-31 03:00 | 43769.125 | 0.343 | 0.433
2019-10-31 04:00 | 43769.1667 | 0.322 | 0.467
2019-10-31 05:00 | 43769.2083 | 0.321 | 0.437
2019-10-31 06:00 | 43769.25 | 0.593 | 0.576
2019-10-31 07:00 | 43769.2917 | 0.642 | 1.368
2019-10-31 08:00 | 43769.3333 | 0.492 | 2.255
2019-10-31 09:00 | 43769.375 | 0.462 | 3.02
2019-10-31 10:00 | 43769.4167 | 0.338 | 0.654
2019-10-31 11:00 | 43769.4583 | 0.385 | 0.357
2019-10-31 12:00 | 43769.5 | 0.755 | 0.986
2019-10-31 13:00 | 43769.5417 | 0.912 | 1.237
2019-10-31 14:00 | 43769.5833 | 0.561 | 1.415
2019-10-31 15:00 | 43769.625 | 0.434 | 0.681
2019-10-31 16:00 | 43769.6667 | 0.393 | 0.575
2019-10-31 17:00 | 43769.7083 | 0.433 | 0.939
2019-10-31 18:00 | 43769.75 | 0.512 | 2.309
2019-10-31 19:00 | 43769.7917 | 0.561 | 0.771
2019-10-31 20:00 | 43769.8333 | 0.666 | 1.645
2019-10-31 21:00 | 43769.875 | 0.485 | 1.684
2019-10-31 22:00 | 43769.9167 | 0.466 | 1.049
2019-10-31 23:00 | 43769.9583 | 0.453 | 0.866
2019-11-01 | 43770 | 0.458 | 0.777
2019-11-01 01:00 | 43770.0417 | 0.5 | 0.557
2019-11-01 02:00 | 43770.0833 | 0.347 | 0.595
2019-11-01 03:00 | 43770.125 | 0.344 | 0.57
2019-11-01 04:00 | 43770.1667 | 0.336 | 0.432
2019-11-01 05:00 | 43770.2083 | 0.349 | 0.426
2019-11-01 06:00 | 43770.25 | 0.369 | 0.579
2019-11-01 07:00 | 43770.2917 | 0.877 | 0.47
2019-11-01 08:00 | 43770.3333 | 0.425 | 0.446
2019-11-01 09:00 | 43770.375 | 0.454 | 0.46
2019-11-01 10:00 | 43770.4167 | 0.416 | 0.944
2019-11-01 11:00 | 43770.4583 | 0.373 | 1.987
2019-11-01 12:00 | 43770.5 | 0.418 | 1.963
2019-11-01 13:00 | 43770.5417 | 0.527 | 2.213
2019-11-01 14:00 | 43770.5833 | 0.525 | 2.595
2019-11-01 15:00 | 43770.625 | 1.621 | 0.355
2019-11-01 16:00 | 43770.6667 | 0.658 | 0.378
2019-11-01 17:00 | 43770.7083 | 0.518 | 0.455
2019-11-01 18:00 | 43770.75 | 0.493 | 0.831
2019-11-01 19:00 | 43770.7917 | 0.553 | 1.048
2019-11-01 20:00 | 43770.8333 | 0.585 | 0.838
2019-11-01 21:00 | 43770.875 | 0.52 | 0.872
2019-11-01 22:00 | 43770.9167 | 0.572 | 0.94
2019-11-01 23:00 | 43770.9583 | 1.766 | 1.101
2019-11-02 | 43771 | 0.633 | 0.862
2019-11-02 01:00 | 43771.0417 | 0.42 | 0.797
2019-11-02 02:00 | 43771.0833 | 0.409 | 0.43
2019-11-02 03:00 | 43771.125 | 0.365 | 0.613
2019-11-02 04:00 | 43771.1667 | 0.339 | 0.435
2019-11-02 05:00 | 43771.2083 | 0.345 | 0.594
2019-11-02 06:00 | 43771.25 | 0.403 | 0.426
2019-11-02 07:00 | 43771.2917 | 0.486 | 0.489
2019-11-02 08:00 | 43771.3333 | 0.462 | 0.571
2019-11-02 09:00 | 43771.375 | 0.413 | 0.58
2019-11-02 10:00 | 43771.4167 | 0.383 | 2.199
2019-11-02 11:00 | 43771.4583 | 0.406 | 1.52
2019-11-02 12:00 | 43771.5 | 0.495 | 0.497
2019-11-02 13:00 | 43771.5417 | 0.557 | 0.885
2019-11-02 14:00 | 43771.5833 | 0.562 | 1.328
2019-11-02 15:00 | 43771.625 | 0.404 | 1.176
2019-11-02 16:00 | 43771.6667 | 0.463 | 0.675
2019-11-02 17:00 | 43771.7083 | 0.396 | 0.593
2019-11-02 18:00 | 43771.75 | 0.59 | 0.679
2019-11-02 19:00 | 43771.7917 | 0.519 | 2.35
2019-11-02 20:00 | 43771.8333 | 0.827 | 2.334
2019-11-02 21:00 | 43771.875 | 0.638 | 0.737
2019-11-02 22:00 | 43771.9167 | 0.492 | 0.873
2019-11-02 23:00 | 43771.9583 | 0.51 | 0.934
2019-11-03 | 43772 | 0.44 | 0.761
2019-11-03 01:00 | 43772.0417 | 0.338 | 0.885
2019-11-03 02:00 | 43772.0833 | 0.35 | 0.564
2019-11-03 03:00 | 43772.125 | 0.338 | 0.539
2019-11-03 04:00 | 43772.1667 | 0.334 | 0.531
2019-11-03 05:00 | 43772.2083 | 0.353 | 0.654
2019-11-03 06:00 | 43772.25 | 0.361 | 1.053
2019-11-03 07:00 | 43772.2917 | 0.635 | 0.838
2019-11-03 08:00 | 43772.3333 | 1.271 | 0.872
2019-11-03 09:00 | 43772.375 | 0.797 | 0.715
2019-11-03 10:00 | 43772.4167 | 0.906 | 1.989
2019-11-03 11:00 | 43772.4583 | 0.498 | 1.304
2019-11-03 12:00 | 43772.5 | 1.131 | 0.765
2019-11-03 13:00 | 43772.5417 | 0.612 | 2.162
2019-11-03 14:00 | 43772.5833 | 0.51 | 0.745
2019-11-03 15:00 | 43772.625 | 1.044 | 0.514
2019-11-03 16:00 | 43772.6667 | 0.594 | 0.559
2019-11-03 17:00 | 43772.7083 | 0.487 | 0.904
2019-11-03 18:00 | 43772.75 | 0.57 | 0.827
2019-11-03 19:00 | 43772.7917 | 0.628 | 0.771
2019-11-03 20:00 | 43772.8333 | 0.864 | 1.092
2019-11-03 21:00 | 43772.875 | 0.747 | 1.641
2019-11-03 22:00 | 43772.9167 | 0.659 | 3.514
2019-11-03 23:00 | 43772.9583 | 0.734 | 1.186
2019-11-04 | 43773 | 0.535 | 0.768
2019-11-04 01:00 | 43773.0417 | 0.481 | 0.566
2019-11-04 02:00 | 43773.0833 | 0.534 | 0.41
2019-11-04 03:00 | 43773.125 | 0.452 | 0.415
2019-11-04 04:00 | 43773.1667 | 0.415 | 0.413
2019-11-04 05:00 | 43773.2083 | 0.448 | 0.795
2019-11-04 06:00 | 43773.25 | 0.443 | 0.87
2019-11-04 07:00 | 43773.2917 | 0.62 | 2.228
2019-11-04 08:00 | 43773.3333 | 0.407 | 1.983
2019-11-04 09:00 | 43773.375 | 0.492 | 1.528
2019-11-04 10:00 | 43773.4167 | 0.368 | 2.135
2019-11-04 11:00 | 43773.4583 | 0.498 | 1.073
2019-11-04 12:00 | 43773.5 | 0.746 | 0.817
2019-11-04 13:00 | 43773.5417 | 0.914 | 0.815
2019-11-04 14:00 | 43773.5833 | 0.675 | 0.691
2019-11-04 15:00 | 43773.625 | 0.58 | 0.578
2019-11-04 16:00 | 43773.6667 | 0.464 | 0.51
2019-11-04 17:00 | 43773.7083 | 0.548 | 0.7
2019-11-04 18:00 | 43773.75 | 0.672 | 1.696
2019-11-04 19:00 | 43773.7917 | 0.62 | 0.734
2019-11-04 20:00 | 43773.8333 | 1.364 | 0.841
2019-11-04 21:00 | 43773.875 | 0.733 | 1.369
2019-11-04 22:00 | 43773.9167 | 0.551 | 2.072
2019-11-04 23:00 | 43773.9583 | 0.545 | 2.129
2019-11-05 | 43774 | 0.424 | 0.774
2019-11-05 01:00 | 43774.0417 | 0.34 | 0.674
2019-11-05 02:00 | 43774.0833 | 0.358 | 0.743
2019-11-05 03:00 | 43774.125 | 0.341 | 0.559
2019-11-05 04:00 | 43774.1667 | 0.331 | 0.563
2019-11-05 05:00 | 43774.2083 | 0.346 | 0.734
2019-11-05 06:00 | 43774.25 | 0.488 | 1.191
2019-11-05 07:00 | 43774.2917 | 0.702 | 1.565
2019-11-05 08:00 | 43774.3333 | 0.675 | 3.479
2019-11-05 09:00 | 43774.375 | 0.751 | 1.566
2019-11-05 10:00 | 43774.4167 | 1.001 | 0.614
2019-11-05 11:00 | 43774.4583 | 0.427 | 1.424
2019-11-05 12:00 | 43774.5 | 0.534 | 0.618
2019-11-05 13:00 | 43774.5417 | 0.995 | 0.624
2019-11-05 14:00 | 43774.5833 | 0.586 | 0.666
2019-11-05 15:00 | 43774.625 | 0.539 | 0.723
2019-11-05 16:00 | 43774.6667 | 0.505 | 0.6
2019-11-05 17:00 | 43774.7083 | 0.53 | 0.664
2019-11-05 18:00 | 43774.75 | 0.538 | 0.911
2019-11-05 19:00 | 43774.7917 | 0.624 | 0.794
2019-11-05 20:00 | 43774.8333 | 1.464 | 0.974
2019-11-05 21:00 | 43774.875 | 1.397 | 1.116
2019-11-05 22:00 | 43774.9167 | 1.186 | 2.769
2019-11-05 23:00 | 43774.9583 | 0.554 | 1.105
2019-11-06 | 43775 | 0.457 | 1.075
2019-11-06 01:00 | 43775.0417 | 0.381 | 0.656
2019-11-06 02:00 | 43775.0833 | 0.335 | 0.553
2019-11-06 03:00 | 43775.125 | 0.337 | 0.507
2019-11-06 04:00 | 43775.1667 | 0.347 | 0.647
2019-11-06 05:00 | 43775.2083 | 0.336 | 0.526
2019-11-06 06:00 | 43775.25 | 0.378 | 1.203
2019-11-06 07:00 | 43775.2917 | 0.672 | 1.965
2019-11-06 08:00 | 43775.3333 | 0.482 | 2.817
2019-11-06 09:00 | 43775.375 | 0.451 | 1.616
2019-11-06 10:00 | 43775.4167 | 0.488 | 2.508
2019-11-06 11:00 | 43775.4583 | 0.476 | 1.015
2019-11-06 12:00 | 43775.5 | 0.572 | 0.852
2019-11-06 13:00 | 43775.5417 | 1.126 | 0.423
2019-11-06 14:00 | 43775.5833 | 0.642 | 0.461
2019-11-06 15:00 | 43775.625 | 0.559 | 0.472
2019-11-06 16:00 | 43775.6667 | 0.465 | 0.707
2019-11-06 17:00 | 43775.7083 | 0.527 | 0.557
2019-11-06 18:00 | 43775.75 | 0.56 | 1.077
2019-11-06 19:00 | 43775.7917 | 0.587 | 0.914
2019-11-06 20:00 | 43775.8333 | 1.513 | 1.103
2019-11-06 21:00 | 43775.875 | 0.583 | 2.608
2019-11-06 22:00 | 43775.9167 | 0.5 | 1.123
2019-11-06 23:00 | 43775.9583 | 0.53 | 1.082
2019-11-07 | 43776 | 0.471 | 1.095
2019-11-07 01:00 | 43776.0417 | 0.444 | 0.83
2019-11-07 02:00 | 43776.0833 | 0.347 | 0.731
2019-11-07 03:00 | 43776.125 | 0.332 | 0.783
2019-11-07 04:00 | 43776.1667 | 0.322 | 0.871
2019-11-07 05:00 | 43776.2083 | 0.316 | 1.212
2019-11-07 06:00 | 43776.25 | 0.526 | 1.692
2019-11-07 07:00 | 43776.2917 | 0.524 | 2.5
2019-11-07 08:00 | 43776.3333 | 0.456 | 3.427
2019-11-07 09:00 | 43776.375 | 0.498 | 2.396
2019-11-07 10:00 | 43776.4167 | 0.504 | 1.596
2019-11-07 11:00 | 43776.4583 | 0.4 | 0.613
2019-11-07 12:00 | 43776.5 | 0.757 | 0.806
2019-11-07 13:00 | 43776.5417 | 0.86 | 0.804
2019-11-07 14:00 | 43776.5833 | 0.691 | 1.043
2019-11-07 15:00 | 43776.625 | 0.698 | 0.686
2019-11-07 16:00 | 43776.6667 | 1.32 | 0.877
2019-11-07 17:00 | 43776.7083 | 0.745 | 2.694
2019-11-07 18:00 | 43776.75 | 0.713 | 1.204
2019-11-07 19:00 | 43776.7917 | 0.956 | 2.087
2019-11-07 20:00 | 43776.8333 | 1.517 | 2.106
2019-11-07 21:00 | 43776.875 | 0.685 | 2.472
2019-11-07 22:00 | 43776.9167 | 0.656 | 3.145
2019-11-07 23:00 | 43776.9583 | 0.607 | 2.123
2019-11-08 | 43777 | 0.532 | 0.801
2019-11-08 01:00 | 43777.0417 | 0.474 | 0.812
2019-11-08 02:00 | 43777.0833 | 0.408 | 0.817
2019-11-08 03:00 | 43777.125 | 0.419 | 0.828
2019-11-08 04:00 | 43777.1667 | 0.444 | 0.812
2019-11-08 05:00 | 43777.2083 | 0.445 | 0.827
2019-11-08 06:00 | 43777.25 | 0.632 | 1.889
2019-11-08 07:00 | 43777.2917 | 0.609 | 1.737
2019-11-08 08:00 | 43777.3333 | 1.998 | 2.758
2019-11-08 09:00 | 43777.375 | 0.761 | 3.043
2019-11-08 10:00 | 43777.4167 | 0.548 | 1.783
2019-11-08 11:00 | 43777.4583 | 0.563 | 1.998
2019-11-08 12:00 | 43777.5 | 0.596 | 1.387
2019-11-08 13:00 | 43777.5417 | 0.59 | 1.161
2019-11-08 14:00 | 43777.5833 | 1.103 | 1.729
2019-11-08 15:00 | 43777.625 | 1.377 | 1.119
2019-11-08 16:00 | 43777.6667 | 1.148 | 0.875
2019-11-08 17:00 | 43777.7083 | 0.56 | 0.898
2019-11-08 18:00 | 43777.75 | 0.605 | 1.263
2019-11-08 19:00 | 43777.7917 | 0.714 | 1.769
2019-11-08 20:00 | 43777.8333 | 0.706 | 1.538
2019-11-08 21:00 | 43777.875 | 0.573 | 1.435
2019-11-08 22:00 | 43777.9167 | 0.522 | 2.376
2019-11-08 23:00 | 43777.9583 | 0.544 | 1.703
2019-11-09 | 43778 | 0.457 | 1.112
2019-11-09 01:00 | 43778.0417 | 0.458 | 0.923
2019-11-09 02:00 | 43778.0833 | 0.366 | 0.804
2019-11-09 03:00 | 43778.125 | 0.375 | 0.681
2019-11-09 04:00 | 43778.1667 | 0.368 | 0.675
2019-11-09 05:00 | 43778.2083 | 0.414 | 0.67
2019-11-09 06:00 | 43778.25 | 0.413 | 1.377
2019-11-09 07:00 | 43778.2917 | 0.445 | 1.102
2019-11-09 08:00 | 43778.3333 | 0.48 | 1.298
2019-11-09 09:00 | 43778.375 | 1.163 | 1.025
2019-11-09 10:00 | 43778.4167 | 0.652 | 1.471
2019-11-09 11:00 | 43778.4583 | 0.552 | 2.622
2019-11-09 12:00 | 43778.5 | 0.43 | 1.795
2019-11-09 13:00 | 43778.5417 | 0.435 | 1.925
2019-11-09 14:00 | 43778.5833 | 0.631 | 1.805
2019-11-09 15:00 | 43778.625 | 0.505 | 0.99
2019-11-09 16:00 | 43778.6667 | 0.466 | 0.856
2019-11-09 17:00 | 43778.7083 | 0.477 | 1.064
2019-11-09 18:00 | 43778.75 | 0.696 | 3.181
2019-11-09 19:00 | 43778.7917 | 0.686 | 2.706
2019-11-09 20:00 | 43778.8333 | 0.774 | 1.57
2019-11-09 21:00 | 43778.875 | 0.608 | 1.353
2019-11-09 22:00 | 43778.9167 | 0.697 | 1.424
2019-11-09 23:00 | 43778.9583 | 0.618 | 1.59
2019-11-10 | 43779 | 0.466 | 1.399
2019-11-10 01:00 | 43779.0417 | 0.419 | 1.099
2019-11-10 02:00 | 43779.0833 | 0.365 | 1.042
2019-11-10 03:00 | 43779.125 | 0.406 | 0.996
2019-11-10 04:00 | 43779.1667 | 0.381 | 1.051
2019-11-10 05:00 | 43779.2083 | 0.396 | 0.968
2019-11-10 06:00 | 43779.25 | 0.423 | 1.395
2019-11-10 07:00 | 43779.2917 | 0.602 | 1.387
2019-11-10 08:00 | 43779.3333 | 0.489 | 1.287
2019-11-10 09:00 | 43779.375 | 1.435 | 0.893
2019-11-10 10:00 | 43779.4167 | 2.141 | 1.553
2019-11-10 11:00 | 43779.4583 | 2.031 | 1.761
2019-11-10 12:00 | 43779.5 | 1.363 | 1.202
2019-11-10 13:00 | 43779.5417 | 1.191 | 2.078
2019-11-10 14:00 | 43779.5833 | 1.89 | 1.709
2019-11-10 15:00 | 43779.625 | 1.036 | 1.272
2019-11-10 16:00 | 43779.6667 | 0.712 | 1.291
2019-11-10 17:00 | 43779.7083 | 0.718 | 1.254
2019-11-10 18:00 | 43779.75 | 0.66 | 1.383
2019-11-10 19:00 | 43779.7917 | 0.661 | 1.517
2019-11-10 20:00 | 43779.8333 | 0.978 | 2.32
2019-11-10 21:00 | 43779.875 | 1.95 | 3.264
2019-11-10 22:00 | 43779.9167 | 0.671 | 3.226
2019-11-10 23:00 | 43779.9583 | 0.551 | 1.097
2019-11-11 | 43780 | 0.437 | 1.193
2019-11-11 01:00 | 43780.0417 | 0.384 | 0.788
2019-11-11 02:00 | 43780.0833 | 0.326 | 0.724
2019-11-11 03:00 | 43780.125 | 0.337 | 0.767
2019-11-11 04:00 | 43780.1667 | 0.382 | 0.732
2019-11-11 05:00 | 43780.2083 | 0.432 | 0.794
2019-11-11 06:00 | 43780.25 | 0.573 | 1.4
2019-11-11 07:00 | 43780.2917 | 0.632 | 2.555
2019-11-11 08:00 | 43780.3333 | 1.472 | 2.845
2019-11-11 09:00 | 43780.375 | 1.36 | 1.74
2019-11-11 10:00 | 43780.4167 | 0.569 | 2.455
2019-11-11 11:00 | 43780.4583 | 0.615 | 0.744
2019-11-11 12:00 | 43780.5 | 0.704 | 1.479
2019-11-11 13:00 | 43780.5417 | 0.864 | 1.314
2019-11-11 14:00 | 43780.5833 | 0.598 | 1.173
2019-11-11 15:00 | 43780.625 | 0.59 | 1.671
2019-11-11 16:00 | 43780.6667 | 1.038 | 0.614
2019-11-11 17:00 | 43780.7083 | 0.756 | 0.896
2019-11-11 18:00 | 43780.75 | 0.585 | 0.88
2019-11-11 19:00 | 43780.7917 | 0.618 | 1.338
2019-11-11 20:00 | 43780.8333 | 1.209 | 2.421
2019-11-11 21:00 | 43780.875 | 0.87 | 3.263
2019-11-11 22:00 | 43780.9167 | 0.682 | 2.174
2019-11-11 23:00 | 43780.9583 | 0.612 | 1.299
2019-11-12 | 43781 | 0.598 | 1.089
2019-11-12 01:00 | 43781.0417 | 0.525 | 0.971
2019-11-12 02:00 | 43781.0833 | 0.472 | 0.783
2019-11-12 03:00 | 43781.125 | 0.428 | 0.887
2019-11-12 04:00 | 43781.1667 | 0.449 | 0.705
2019-11-12 05:00 | 43781.2083 | 0.51 | 0.811
2019-11-12 06:00 | 43781.25 | 0.572 | 1.392
2019-11-12 07:00 | 43781.2917 | 0.663 | 2.574
2019-11-12 08:00 | 43781.3333 | 0.6 | 2.607
2019-11-12 09:00 | 43781.375 | 0.547 | 1.477
2019-11-12 10:00 | 43781.4167 | 0.38 | 1.386
2019-11-12 11:00 | 43781.4583 | 0.413 | 0.635
2019-11-12 12:00 | 43781.5 | 0.454 | 1.715
2019-11-12 13:00 | 43781.5417 | 0.77 | 0.649
2019-11-12 14:00 | 43781.5833 | 0.727 | 0.884
2019-11-12 15:00 | 43781.625 | 0.492 | 0.77
2019-11-12 16:00 | 43781.6667 | 0.464 | 0.734
2019-11-12 17:00 | 43781.7083 | 0.461 | 0.923
2019-11-12 18:00 | 43781.75 | 0.56 | 0.949
2019-11-12 19:00 | 43781.7917 | 0.606 | 1.351
2019-11-12 20:00 | 43781.8333 | 1.042 | 1.332
2019-11-12 21:00 | 43781.875 | 0.673 | 2.337
2019-11-12 22:00 | 43781.9167 | 0.572 | 2.317
2019-11-12 23:00 | 43781.9583 | 0.54 | 1.042
2019-11-13 | 43782 | 0.416 | 0.797
2019-11-13 01:00 | 43782.0417 | 0.332 | 0.734
2019-11-13 02:00 | 43782.0833 | 0.334 | 0.786
2019-11-13 03:00 | 43782.125 | 0.335 | 0.674
2019-11-13 04:00 | 43782.1667 | 0.315 | 0.681
2019-11-13 05:00 | 43782.2083 | 0.466 | 0.765
2019-11-13 06:00 | 43782.25 | 0.545 | 1.203
2019-11-13 07:00 | 43782.2917 | 0.527 | 2.346
2019-11-13 08:00 | 43782.3333 | 0.633 | 2.643
2019-11-13 09:00 | 43782.375 | 0.817 | 1.971
2019-11-13 10:00 | 43782.4167 | 3.234 | 2.252
2019-11-13 11:00 | 43782.4583 | 1.274 | 0.543
2019-11-13 12:00 | 43782.5 | 0.64 | 0.554
2019-11-13 13:00 | 43782.5417 | 1.392 | 1.124
2019-11-13 14:00 | 43782.5833 | 0.585 | 0.88
2019-11-13 15:00 | 43782.625 | 0.548 | 0.814
2019-11-13 16:00 | 43782.6667 | 0.539 | 0.747
2019-11-13 17:00 | 43782.7083 | 0.478 | 1.77
2019-11-13 18:00 | 43782.75 | 0.533 | 0.821
2019-11-13 19:00 | 43782.7917 | 0.615 | 1.455
2019-11-13 20:00 | 43782.8333 | 1.05 | 2.48
2019-11-13 21:00 | 43782.875 | 0.631 | 1.795
2019-11-13 22:00 | 43782.9167 | 0.493 | 2.032
2019-11-13 23:00 | 43782.9583 | 0.544 | 1.73
2019-11-14 | 43783 | 0.526 | 0.877
2019-11-14 01:00 | 43783.0417 | 0.377 | 0.774
2019-11-14 02:00 | 43783.0833 | 0.343 | 0.774
2019-11-14 03:00 | 43783.125 | 0.367 | 0.757
2019-11-14 04:00 | 43783.1667 | 0.396 | 0.872
2019-11-14 05:00 | 43783.2083 | 0.514 | 0.915
2019-11-14 06:00 | 43783.25 | 0.462 | 1.38
2019-11-14 07:00 | 43783.2917 | 0.481 | 1.889
2019-11-14 08:00 | 43783.3333 | 0.627 | 2.937
2019-11-14 09:00 | 43783.375 | 0.53 | 1.461
2019-11-14 10:00 | 43783.4167 | 0.433 | 1.893
2019-11-14 11:00 | 43783.4583 | 0.502 | 0.707
2019-11-14 12:00 | 43783.5 | 0.504 | 0.88
2019-11-14 13:00 | 43783.5417 | 0.701 | 1.258
2019-11-14 14:00 | 43783.5833 | 0.597 | 1.231
2019-11-14 15:00 | 43783.625 | 0.997 | 0.846
2019-11-14 16:00 | 43783.6667 | 0.917 | 1.319
2019-11-14 17:00 | 43783.7083 | 0.549 | 2.243
2019-11-14 18:00 | 43783.75 | 0.628 | 1.374
2019-11-14 19:00 | 43783.7917 | 0.663 | 1.68
2019-11-14 20:00 | 43783.8333 | 1.175 | 1.509
2019-11-14 21:00 | 43783.875 | 0.61 | 1.352
2019-11-14 22:00 | 43783.9167 | 0.479 | 3.103
2019-11-14 23:00 | 43783.9583 | 0.566 | 1.514
2019-11-15 | 43784 | 0.382 | 1.063
2019-11-15 01:00 | 43784.0417 | 0.331 | 1.161
2019-11-15 02:00 | 43784.0833 | 0.367 | 0.856
2019-11-15 03:00 | 43784.125 | 0.416 | 0.743
2019-11-15 04:00 | 43784.1667 | 0.451 | 0.716
2019-11-15 05:00 | 43784.2083 | 0.575 | 1.206
2019-11-15 06:00 | 43784.25 | 0.477 | 0.961
2019-11-15 07:00 | 43784.2917 | 0.693 | 1.704
2019-11-15 08:00 | 43784.3333 | 0.533 | 2.177
2019-11-15 09:00 | 43784.375 | 0.642 | 2.363
2019-11-15 10:00 | 43784.4167 | 0.454 | 2.399
2019-11-15 11:00 | 43784.4583 | 0.853 | 1.004
2019-11-15 12:00 | 43784.5 | 0.763 | 1.351
2019-11-15 13:00 | 43784.5417 | 0.752 | 1.178
2019-11-15 14:00 | 43784.5833 | 0.557 | 1.62
2019-11-15 15:00 | 43784.625 | 0.681 | 2.184
2019-11-15 16:00 | 43784.6667 | 0.562 | 1.474
2019-11-15 17:00 | 43784.7083 | 0.531 | 1.127
2019-11-15 18:00 | 43784.75 | 0.613 | 1.436
2019-11-15 19:00 | 43784.7917 | 0.725 | 1.494
2019-11-15 20:00 | 43784.8333 | 0.806 | 2.318
2019-11-15 21:00 | 43784.875 | 0.646 | 1.926
2019-11-15 22:00 | 43784.9167 | 0.611 | 2.27
2019-11-15 23:00 | 43784.9583 | 0.534 | 1.941
2019-11-16 | 43785 | 0.439 | 1.076
2019-11-16 01:00 | 43785.0417 | 0.506 | 0.943
2019-11-16 02:00 | 43785.0833 | 0.373 | 0.876
2019-11-16 03:00 | 43785.125 | 0.41 | 0.884
2019-11-16 04:00 | 43785.1667 | 0.4 | 0.967
2019-11-16 05:00 | 43785.2083 | 0.375 | 1.388
2019-11-16 06:00 | 43785.25 | 0.432 | 1.071
2019-11-16 07:00 | 43785.2917 | 0.537 | 1.099
2019-11-16 08:00 | 43785.3333 | 0.556 | 2.131
2019-11-16 09:00 | 43785.375 | 0.502 | 1.094
2019-11-16 10:00 | 43785.4167 | 0.546 | 1.154
2019-11-16 11:00 | 43785.4583 | 0.52 | 1.951
2019-11-16 12:00 | 43785.5 | 0.471 | 3.328
2019-11-16 13:00 | 43785.5417 | 0.43 | 2.198
2019-11-16 14:00 | 43785.5833 | 0.501 | 1.757
2019-11-16 15:00 | 43785.625 | 0.469 | 1.53
2019-11-16 16:00 | 43785.6667 | 0.453 | 1.018
2019-11-16 17:00 | 43785.7083 | 0.464 | 1.086
2019-11-16 18:00 | 43785.75 | 0.64 | 1.236
2019-11-16 19:00 | 43785.7917 | 0.568 | 1.669
2019-11-16 20:00 | 43785.8333 | 1.523 | 2.988
2019-11-16 21:00 | 43785.875 | 2.053 | 2.903
2019-11-16 22:00 | 43785.9167 | 1.085 | 1.432
2019-11-16 23:00 | 43785.9583 | 0.515 | 1.162
2019-11-17 | 43786 | 0.433 | 1.127
2019-11-17 01:00 | 43786.0417 | 0.353 | 0.765
2019-11-17 02:00 | 43786.0833 | 0.319 | 0.704
2019-11-17 03:00 | 43786.125 | 0.371 | 1.208
2019-11-17 04:00 | 43786.1667 | 0.389 | 0.934
2019-11-17 05:00 | 43786.2083 | 0.366 | 1.023
2019-11-17 06:00 | 43786.25 | 0.513 | 0.895
2019-11-17 07:00 | 43786.2917 | 0.602 | 1.039
2019-11-17 08:00 | 43786.3333 | 0.472 | 1.87
2019-11-17 09:00 | 43786.375 | 0.646 | 0.86
2019-11-17 10:00 | 43786.4167 | 0.556 | 0.935
2019-11-17 11:00 | 43786.4583 | 0.644 | 1.104
2019-11-17 12:00 | 43786.5 | 0.806 | 1.026
2019-11-17 13:00 | 43786.5417 | 0.656 | 2.053
2019-11-17 14:00 | 43786.5833 | 0.631 | 2.63
2019-11-17 15:00 | 43786.625 | 0.553 | 0.614
2019-11-17 16:00 | 43786.6667 | 0.782 | 0.656
2019-11-17 17:00 | 43786.7083 | 0.728 | 0.955
2019-11-17 18:00 | 43786.75 | 0.744 | 1.791
2019-11-17 19:00 | 43786.7917 | 0.647 | 3.066
2019-11-17 20:00 | 43786.8333 | 0.834 | 2.317
2019-11-17 21:00 | 43786.875 | 0.654 | 3.849
2019-11-17 22:00 | 43786.9167 | 0.473 | 1.628
2019-11-17 23:00 | 43786.9583 | 0.531 | 2.906
2019-11-18 | 43787 | 0.429 | 1.334
2019-11-18 01:00 | 43787.0417 | 0.339 | 0.974
2019-11-18 02:00 | 43787.0833 | 0.343 | 0.95
2019-11-18 03:00 | 43787.125 | 0.353 | 0.973
2019-11-18 04:00 | 43787.1667 | 0.379 | 1.017
2019-11-18 05:00 | 43787.2083 | 0.424 | 1.121
2019-11-18 06:00 | 43787.25 | 0.401 | 0.944
2019-11-18 07:00 | 43787.2917 | 0.66 | 1.988
2019-11-18 08:00 | 43787.3333 | 0.499 | 2.697
2019-11-18 09:00 | 43787.375 | 0.603 | 1.904
2019-11-18 10:00 | 43787.4167 | 0.381 | 1.287
2019-11-18 11:00 | 43787.4583 | 0.405 | 0.667
2019-11-18 12:00 | 43787.5 | 0.646 | 0.883
2019-11-18 13:00 | 43787.5417 | 0.662 | 1.387
2019-11-18 14:00 | 43787.5833 | 0.565 | 1.562
2019-11-18 15:00 | 43787.625 | 0.699 | 1.05
2019-11-18 16:00 | 43787.6667 | 1.412 | 0.781
2019-11-18 17:00 | 43787.7083 | 0.607 | 0.902
2019-11-18 18:00 | 43787.75 | 0.606 | 2.522
2019-11-18 19:00 | 43787.7917 | 0.654 | 1.255
2019-11-18 20:00 | 43787.8333 | 1.132 | 1.174
2019-11-18 21:00 | 43787.875 | 0.843 | 2.288
2019-11-18 22:00 | 43787.9167 | 0.535 | 2.215
2019-11-18 23:00 | 43787.9583 | 0.56 | 1.211
2019-11-19 | 43788 | 0.462 | 1.02
2019-11-19 01:00 | 43788.0417 | 0.37 | 1.024
2019-11-19 02:00 | 43788.0833 | 0.334 | 0.862
2019-11-19 03:00 | 43788.125 | 0.376 | 0.86
2019-11-19 04:00 | 43788.1667 | 0.394 | 0.675
2019-11-19 05:00 | 43788.2083 | 0.379 | 0.791
2019-11-19 06:00 | 43788.25 | 0.578 | 1.171
2019-11-19 07:00 | 43788.2917 | 0.547 | 1.831
2019-11-19 08:00 | 43788.3333 | 0.623 | 3.297
2019-11-19 09:00 | 43788.375 | 1.158 | 1.523
2019-11-19 10:00 | 43788.4167 | 0.574 | 1.516
2019-11-19 11:00 | 43788.4583 | 0.42 | 1.066
2019-11-19 12:00 | 43788.5 | 1.005 | 0.798
2019-11-19 13:00 | 43788.5417 | 1.748 | 0.998
2019-11-19 14:00 | 43788.5833 | 0.939 | 0.83
2019-11-19 15:00 | 43788.625 | 0.631 | 0.734
2019-11-19 16:00 | 43788.6667 | 0.533 | 0.788
2019-11-19 17:00 | 43788.7083 | 0.532 | 0.835
2019-11-19 18:00 | 43788.75 | 0.587 | 1.033
2019-11-19 19:00 | 43788.7917 | 0.971 | 1.446
2019-11-19 20:00 | 43788.8333 | 1.11 | 1.31
2019-11-19 21:00 | 43788.875 | 0.653 | 2.458
2019-11-19 22:00 | 43788.9167 | 0.578 | 1.191
2019-11-19 23:00 | 43788.9583 | 0.519 | 2.606
2019-11-20 | 43789 | 0.463 | 0.889
2019-11-20 01:00 | 43789.0417 | 0.389 | 0.714
2019-11-20 02:00 | 43789.0833 | 0.346 | 0.773
2019-11-20 03:00 | 43789.125 | 0.353 | 0.802
2019-11-20 04:00 | 43789.1667 | 0.381 | 0.806
2019-11-20 05:00 | 43789.2083 | 0.415 | 0.873
2019-11-20 06:00 | 43789.25 | 0.43 | 1.305
2019-11-20 07:00 | 43789.2917 | 0.58 | 1.395
2019-11-20 08:00 | 43789.3333 | 0.581 | 3.204
2019-11-20 09:00 | 43789.375 | 0.615 | 2.884
2019-11-20 10:00 | 43789.4167 | 0.794 | 0.962
2019-11-20 11:00 | 43789.4583 | 0.424 | 0.951
2019-11-20 12:00 | 43789.5 | 0.918 | 1.241
2019-11-20 13:00 | 43789.5417 | 1.591 | 2.015
2019-11-20 14:00 | 43789.5833 | 0.614 | 1.384
2019-11-20 15:00 | 43789.625 | 0.528 | 1.203
2019-11-20 16:00 | 43789.6667 | 0.488 | 1.382
2019-11-20 17:00 | 43789.7083 | 0.455 | 0.752
2019-11-20 18:00 | 43789.75 | 0.583 | 1.341
2019-11-20 19:00 | 43789.7917 | 0.629 | 1.231
2019-11-20 20:00 | 43789.8333 | 1.044 | 1.135
2019-11-20 21:00 | 43789.875 | 1.545 | 2.828
2019-11-20 22:00 | 43789.9167 | 1 | 2.253
2019-11-20 23:00 | 43789.9583 | 0.545 | 1.605
2019-11-21 | 43790 | 0.442 | 0.893
2019-11-21 01:00 | 43790.0417 | 0.407 | 0.688
2019-11-21 02:00 | 43790.0833 | 0.359 | 0.696
2019-11-21 03:00 | 43790.125 | 0.367 | 0.72
2019-11-21 04:00 | 43790.1667 | 0.393 | 0.714
2019-11-21 05:00 | 43790.2083 | 0.396 | 0.643
2019-11-21 06:00 | 43790.25 | 0.409 | 1.119
2019-11-21 07:00 | 43790.2917 | 0.821 | 1.419
2019-11-21 08:00 | 43790.3333 | 0.678 | 2.098
2019-11-21 09:00 | 43790.375 | 0.443 | 1.938
2019-11-21 10:00 | 43790.4167 | 0.432 | 2.386
2019-11-21 11:00 | 43790.4583 | 0.477 | 1.621
2019-11-21 12:00 | 43790.5 | 0.552 | 0.866
2019-11-21 13:00 | 43790.5417 | 1.469 | 0.531
2019-11-21 14:00 | 43790.5833 | 0.758 | 0.676
2019-11-21 15:00 | 43790.625 | 0.554 | 0.805
2019-11-21 16:00 | 43790.6667 | 0.435 | 0.913
2019-11-21 17:00 | 43790.7083 | 0.456 | 2.445
2019-11-21 18:00 | 43790.75 | 0.569 | 0.992
2019-11-21 19:00 | 43790.7917 | 0.698 | 1.398
2019-11-21 20:00 | 43790.8333 | 1.037 | 1.321
2019-11-21 21:00 | 43790.875 | 0.664 | 1.682
2019-11-21 22:00 | 43790.9167 | 0.561 | 2.683
2019-11-21 23:00 | 43790.9583 | 0.548 | 1.04
2019-11-22 | 43791 | 0.436 | 0.802
2019-11-22 01:00 | 43791.0417 | 0.342 | 0.688
2019-11-22 02:00 | 43791.0833 | 0.408 | 0.718
2019-11-22 03:00 | 43791.125 | 0.345 | 0.722
2019-11-22 04:00 | 43791.1667 | 0.563 | 0.648
2019-11-22 05:00 | 43791.2083 | 0.578 | 0.715
2019-11-22 06:00 | 43791.25 | 1.366 | 1.074
2019-11-22 07:00 | 43791.2917 | 0.84 | 2.166
2019-11-22 08:00 | 43791.3333 | 0.682 | 2.632
2019-11-22 09:00 | 43791.375 | 0.478 | 2.399
2019-11-22 10:00 | 43791.4167 | 0.488 | 0.848
2019-11-22 11:00 | 43791.4583 | 0.45 | 0.634
2019-11-22 12:00 | 43791.5 | 1.034 | 0.746
2019-11-22 13:00 | 43791.5417 | 0.626 | 1.881
2019-11-22 14:00 | 43791.5833 | 0.574 | 0.761
2019-11-22 15:00 | 43791.625 | 0.531 | 0.536
2019-11-22 16:00 | 43791.6667 | 0.446 | 0.67
2019-11-22 17:00 | 43791.7083 | 0.523 | 0.747
2019-11-22 18:00 | 43791.75 | 0.529 | 1.237
2019-11-22 19:00 | 43791.7917 | 0.589 | 1.525
2019-11-22 20:00 | 43791.8333 | 0.725 | 1.353
2019-11-22 21:00 | 43791.875 | 0.547 | 1.388
2019-11-22 22:00 | 43791.9167 | 0.497 | 1.125
2019-11-22 23:00 | 43791.9583 | 0.511 | 1.171
2019-11-23 | 43792 | 0.433 | 1.206
2019-11-23 01:00 | 43792.0417 | 0.415 | 0.722
2019-11-23 02:00 | 43792.0833 | 0.34 | 0.633
2019-11-23 03:00 | 43792.125 | 0.329 | 0.753
2019-11-23 04:00 | 43792.1667 | 0.368 | 0.64
2019-11-23 05:00 | 43792.2083 | 0.393 | 0.674
2019-11-23 06:00 | 43792.25 | 0.415 | 1.803
2019-11-23 07:00 | 43792.2917 | 0.441 | 1.025
2019-11-23 08:00 | 43792.3333 | 0.505 | 1.054
2019-11-23 09:00 | 43792.375 | 0.588 | 0.825
2019-11-23 10:00 | 43792.4167 | 0.466 | 1.378
2019-11-23 11:00 | 43792.4583 | 0.471 | 2.44
2019-11-23 12:00 | 43792.5 | 0.367 | 1.926
2019-11-23 13:00 | 43792.5417 | 0.431 | 2.439
2019-11-23 14:00 | 43792.5833 | 0.557 | 0.978
2019-11-23 15:00 | 43792.625 | 0.524 | 1.658
2019-11-23 16:00 | 43792.6667 | 0.549 | 0.969
2019-11-23 17:00 | 43792.7083 | 0.51 | 0.943
2019-11-23 18:00 | 43792.75 | 0.791 | 1.452
2019-11-23 19:00 | 43792.7917 | 0.633 | 1.75
2019-11-23 20:00 | 43792.8333 | 0.826 | 1.51
2019-11-23 21:00 | 43792.875 | 0.679 | 1.422
2019-11-23 22:00 | 43792.9167 | 0.627 | 3.224
2019-11-23 23:00 | 43792.9583 | 0.509 | 1.768
2019-11-24 | 43793 | 0.408 | 1.291
2019-11-24 01:00 | 43793.0417 | 0.318 | 1.073
2019-11-24 02:00 | 43793.0833 | 0.332 | 0.972
2019-11-24 03:00 | 43793.125 | 0.35 | 0.912
2019-11-24 04:00 | 43793.1667 | 0.38 | 0.965
2019-11-24 05:00 | 43793.2083 | 0.38 | 0.963
2019-11-24 06:00 | 43793.25 | 0.442 | 1.251
2019-11-24 07:00 | 43793.2917 | 0.595 | 1.098
2019-11-24 08:00 | 43793.3333 | 0.514 | 1.202
2019-11-24 09:00 | 43793.375 | 1.154 | 0.779
2019-11-24 10:00 | 43793.4167 | 0.592 | 2.12
2019-11-24 11:00 | 43793.4583 | 0.775 | 1.005
2019-11-24 12:00 | 43793.5 | 0.728 | 0.723
2019-11-24 13:00 | 43793.5417 | 0.511 | 2.649
2019-11-24 14:00 | 43793.5833 | 0.775 | 2.733
2019-11-24 15:00 | 43793.625 | 0.912 | 1.76
2019-11-24 16:00 | 43793.6667 | 0.842 | 0.635
2019-11-24 17:00 | 43793.7083 | 1.362 | 1.039
2019-11-24 18:00 | 43793.75 | 1.158 | 2.266
2019-11-24 19:00 | 43793.7917 | 0.687 | 2.792
2019-11-24 20:00 | 43793.8333 | 0.819 | 2.397
2019-11-24 21:00 | 43793.875 | 0.636 | 1.342
2019-11-24 22:00 | 43793.9167 | 0.527 | 1.67
2019-11-24 23:00 | 43793.9583 | 0.541 | 1.659
2019-11-25 | 43794 | 0.446 | 1.344
2019-11-25 01:00 | 43794.0417 | 0.428 | 0.757
2019-11-25 02:00 | 43794.0833 | 0.33 | 0.703
2019-11-25 03:00 | 43794.125 | 0.333 | 0.786
2019-11-25 04:00 | 43794.1667 | 0.332 | 0.765
2019-11-25 05:00 | 43794.2083 | 0.352 | 0.731
2019-11-25 06:00 | 43794.25 | 0.485 | 1.142
2019-11-25 07:00 | 43794.2917 | 0.539 | 1.129
2019-11-25 08:00 | 43794.3333 | 0.558 | 1.31
2019-11-25 09:00 | 43794.375 | 0.509 | 0.973
2019-11-25 10:00 | 43794.4167 | 0.505 | 1.298
2019-11-25 11:00 | 43794.4583 | 0.401 | 0.654
2019-11-25 12:00 | 43794.5 | 0.942 | 0.967
2019-11-25 13:00 | 43794.5417 | 0.756 | 1.27
2019-11-25 14:00 | 43794.5833 | 1.169 | 1.298
2019-11-25 15:00 | 43794.625 | 1.061 | 0.748
2019-11-25 16:00 | 43794.6667 | 0.849 | 0.844
2019-11-25 17:00 | 43794.7083 | 0.546 | 1.015
2019-11-25 18:00 | 43794.75 | 0.603 | 1.152
2019-11-25 19:00 | 43794.7917 | 0.589 | 1.815
2019-11-25 20:00 | 43794.8333 | 1.382 | 1.785
2019-11-25 21:00 | 43794.875 | 0.822 | 1.462
2019-11-25 22:00 | 43794.9167 | 0.524 | 1.714
2019-11-25 23:00 | 43794.9583 | 0.559 | 1.621
2019-11-26 | 43795 | 0.505 | 1.534
2019-11-26 01:00 | 43795.0417 | 0.412 | 2.139
2019-11-26 02:00 | 43795.0833 | 0.331 | 1.95
2019-11-26 03:00 | 43795.125 | 0.341 | 1.533
2019-11-26 04:00 | 43795.1667 | 0.362 | 1.469
2019-11-26 05:00 | 43795.2083 | 0.337 | 1.902
2019-11-26 06:00 | 43795.25 | 0.465 | 1.482
2019-11-26 07:00 | 43795.2917 | 0.719 | 1.371
2019-11-26 08:00 | 43795.3333 | 0.53 | 3.611
2019-11-26 09:00 | 43795.375 | 0.579 | 2.932
2019-11-26 10:00 | 43795.4167 | 0.38 | 0.864
2019-11-26 11:00 | 43795.4583 | 0.392 | 0.556
2019-11-26 12:00 | 43795.5 | 0.613 | 0.57
2019-11-26 13:00 | 43795.5417 | 1.406 | 0.581
2019-11-26 14:00 | 43795.5833 | 0.52 | 0.767
2019-11-26 15:00 | 43795.625 | 0.453 | 0.715
2019-11-26 16:00 | 43795.6667 | 0.424 | 1.081
2019-11-26 17:00 | 43795.7083 | 0.467 | 1.643
2019-11-26 18:00 | 43795.75 | 0.742 | 1.096
2019-11-26 19:00 | 43795.7917 | 0.615 | 1.513
2019-11-26 20:00 | 43795.8333 | 1.156 | 1.564
2019-11-26 21:00 | 43795.875 | 0.793 | 1.707
2019-11-26 22:00 | 43795.9167 | 0.501 | 2.69
2019-11-26 23:00 | 43795.9583 | 0.513 | 1.251
2019-11-27 | 43796 | 0.377 | 1.148
2019-11-27 01:00 | 43796.0417 | 0.346 | 0.768
2019-11-27 02:00 | 43796.0833 | 0.371 | 0.783
2019-11-27 03:00 | 43796.125 | 0.331 | 0.678
2019-11-27 04:00 | 43796.1667 | 0.342 | 0.768
2019-11-27 05:00 | 43796.2083 | 0.348 | 0.8
2019-11-27 06:00 | 43796.25 | 0.347 | 1.666
2019-11-27 07:00 | 43796.2917 | 0.561 | 2.47
2019-11-27 08:00 | 43796.3333 | 0.502 | 2.928
2019-11-27 09:00 | 43796.375 | 0.577 | 2.188
2019-11-27 10:00 | 43796.4167 | 0.394 | 2.514
2019-11-27 11:00 | 43796.4583 | 0.397 | 1.165
2019-11-27 12:00 | 43796.5 | 0.81 | 0.781
2019-11-27 13:00 | 43796.5417 | 1.671 | 1.119
2019-11-27 14:00 | 43796.5833 | 1.605 | 0.967
2019-11-27 15:00 | 43796.625 | 0.636 | 0.986
2019-11-27 16:00 | 43796.6667 | 0.49 | 0.666
2019-11-27 17:00 | 43796.7083 | 0.468 | 0.985
2019-11-27 18:00 | 43796.75 | 0.53 | 1.132
2019-11-27 19:00 | 43796.7917 | 0.598 | 1.952
2019-11-27 20:00 | 43796.8333 | 1.014 | 1.687
2019-11-27 21:00 | 43796.875 | 1.052 | 2.616
2019-11-27 22:00 | 43796.9167 | 0.668 | 2.033
2019-11-27 23:00 | 43796.9583 | 0.496 | 2.402
2019-11-28 | 43797 | 0.51 | 0.816
2019-11-28 01:00 | 43797.0417 | 0.435 | 0.847
2019-11-28 02:00 | 43797.0833 | 0.333 | 0.657
2019-11-28 03:00 | 43797.125 | 0.349 | 0.718
2019-11-28 04:00 | 43797.1667 | 0.319 | 0.581
2019-11-28 05:00 | 43797.2083 | 0.394 | 0.635
2019-11-28 06:00 | 43797.25 | 0.37 | 1.125
2019-11-28 07:00 | 43797.2917 | 0.625 | 2.055
2019-11-28 08:00 | 43797.3333 | 0.451 | 2.827
2019-11-28 09:00 | 43797.375 | 1.495 | 1.803
2019-11-28 10:00 | 43797.4167 | 0.561 | 1.98
2019-11-28 11:00 | 43797.4583 | 0.468 | 0.532
2019-11-28 12:00 | 43797.5 | 0.558 | 0.704
2019-11-28 13:00 | 43797.5417 | 0.716 | 0.901
2019-11-28 14:00 | 43797.5833 | 0.556 | 1.038
2019-11-28 15:00 | 43797.625 | 0.512 | 0.78
2019-11-28 16:00 | 43797.6667 | 0.496 | 1.423
2019-11-28 17:00 | 43797.7083 | 0.48 | 1.78
2019-11-28 18:00 | 43797.75 | 0.567 | 1.483
2019-11-28 19:00 | 43797.7917 | 0.579 | 1.643
2019-11-28 20:00 | 43797.8333 | 0.888 | 2.324
2019-11-28 21:00 | 43797.875 | 0.557 | 2.215
2019-11-28 22:00 | 43797.9167 | 0.492 | 1.611
2019-11-28 23:00 | 43797.9583 | 0.518 | 1.079
2019-11-29 | 43798 | 0.416 | 1
2019-11-29 01:00 | 43798.0417 | 0.374 | 0.975
2019-11-29 02:00 | 43798.0833 | 0.33 | 0.921
2019-11-29 03:00 | 43798.125 | 0.321 | 0.855
2019-11-29 04:00 | 43798.1667 | 0.36 | 0.971
2019-11-29 05:00 | 43798.2083 | 0.341 | 0.762
2019-11-29 06:00 | 43798.25 | 0.381 | 1.165
2019-11-29 07:00 | 43798.2917 | 0.557 | 2.103
2019-11-29 08:00 | 43798.3333 | 0.472 | 2.476
2019-11-29 09:00 | 43798.375 | 0.567 | 2.985
2019-11-29 10:00 | 43798.4167 | 0.637 | 0.823
2019-11-29 11:00 | 43798.4583 | 0.64 | 0.52
2019-11-29 12:00 | 43798.5 | 0.857 | 0.528
2019-11-29 13:00 | 43798.5417 | 0.785 | 0.508
2019-11-29 14:00 | 43798.5833 | 0.633 | 0.922
2019-11-29 15:00 | 43798.625 | 0.911 | 0.737
2019-11-29 16:00 | 43798.6667 | 0.446 | 0.879
2019-11-29 17:00 | 43798.7083 | 0.454 | 0.84
2019-11-29 18:00 | 43798.75 | 0.597 | 0.963
2019-11-29 19:00 | 43798.7917 | 0.643 | 1.208
2019-11-29 20:00 | 43798.8333 | 0.723 | 1.605
2019-11-29 21:00 | 43798.875 | 0.545 | 1.595
2019-11-29 22:00 | 43798.9167 | 0.533 | 1.095
2019-11-29 23:00 | 43798.9583 | 0.528 | 1.304
2019-11-30 | 43799 | 0.478 | 0.989
2019-11-30 01:00 | 43799.0417 | 0.329 | 0.914
2019-11-30 02:00 | 43799.0833 | 0.349 | 1.014
2019-11-30 03:00 | 43799.125 | 0.333 | 0.944
2019-11-30 04:00 | 43799.1667 | 0.349 | 0.882
2019-11-30 05:00 | 43799.2083 | 0.315 | 0.923
2019-11-30 06:00 | 43799.25 | 0.364 | 1.213
2019-11-30 07:00 | 43799.2917 | 0.4 | 1.207
2019-11-30 08:00 | 43799.3333 | 0.544 | 1.192
2019-11-30 09:00 | 43799.375 | 0.808 | 1.615
2019-11-30 10:00 | 43799.4167 | 1.395 | 1.382
2019-11-30 11:00 | 43799.4583 | 1.759 | 1.045
2019-11-30 12:00 | 43799.5 | 0.759 | 1.111
2019-11-30 13:00 | 43799.5417 | 0.707 | 0.776
2019-11-30 14:00 | 43799.5833 | 0.615 | 0.647
2019-11-30 15:00 | 43799.625 | 0.487 | 0.888
2019-11-30 16:00 | 43799.6667 | 0.48 | 0.846
2019-11-30 17:00 | 43799.7083 | 0.441 | 0.835
2019-11-30 18:00 | 43799.75 | 0.673 | 2.067
2019-11-30 19:00 | 43799.7917 | 0.685 | 1.138
2019-11-30 20:00 | 43799.8333 | 0.968 | 1.353
2019-11-30 21:00 | 43799.875 | 0.618 | 2.742
2019-11-30 22:00 | 43799.9167 | 0.51 | 1.968
2019-11-30 23:00 | 43799.9583 | 0.519 | 1.081
2019-12-01 | 43800 | 0.442 | 1.307
2019-12-01 01:00 | 43800.0417 | 0.415 | 0.887
2019-12-01 02:00 | 43800.0833 | 0.348 | 0.759
2019-12-01 03:00 | 43800.125 | 0.33 | 0.869
2019-12-01 04:00 | 43800.1667 | 0.326 | 0.692
2019-12-01 05:00 | 43800.2083 | 0.359 | 0.701
2019-12-01 06:00 | 43800.25 | 0.512 | 1.753
2019-12-01 07:00 | 43800.2917 | 0.612 | 1.474
2019-12-01 08:00 | 43800.3333 | 0.918 | 1.402
2019-12-01 09:00 | 43800.375 | 1.092 | 1.381
2019-12-01 10:00 | 43800.4167 | 0.487 | 2.532
2019-12-01 11:00 | 43800.4583 | 0.708 | 1.517
2019-12-01 12:00 | 43800.5 | 0.74 | 2.659
2019-12-01 13:00 | 43800.5417 | 0.658 | 1.866
2019-12-01 14:00 | 43800.5833 | 0.566 | 2.364
2019-12-01 15:00 | 43800.625 | 0.525 | 2.003
2019-12-01 16:00 | 43800.6667 | 0.485 | 0.774
2019-12-01 17:00 | 43800.7083 | 0.677 | 1.764
2019-12-01 18:00 | 43800.75 | 0.552 | 3.097
2019-12-01 19:00 | 43800.7917 | 0.537 | 2.809
2019-12-01 20:00 | 43800.8333 | 0.683 | 3.197
2019-12-01 21:00 | 43800.875 | 0.669 | 3.557
2019-12-01 22:00 | 43800.9167 | 0.498 | 1.495
2019-12-01 23:00 | 43800.9583 | 0.5 | 1.336
2019-12-02 | 43801 | 0.415 | 1.216
2019-12-02 01:00 | 43801.0417 | 0.433 | 0.864
2019-12-02 02:00 | 43801.0833 | 0.333 | 0.73
2019-12-02 03:00 | 43801.125 | 0.33 | 0.856
2019-12-02 04:00 | 43801.1667 | 0.425 | 0.717
2019-12-02 05:00 | 43801.2083 | 0.368 | 0.925
2019-12-02 06:00 | 43801.25 | 0.395 | 1.819
2019-12-02 07:00 | 43801.2917 | 0.464 | 1.904
2019-12-02 08:00 | 43801.3333 | 0.528 | 3.609
2019-12-02 09:00 | 43801.375 | 0.479 | 2.908
2019-12-02 10:00 | 43801.4167 | 0.69 | 2.602
2019-12-02 11:00 | 43801.4583 | 0.363 | 1.061
2019-12-02 12:00 | 43801.5 | 0.441 | 1.045
2019-12-02 13:00 | 43801.5417 | 0.41 | 1.046
2019-12-02 14:00 | 43801.5833 | 0.674 | 1.201
2019-12-02 15:00 | 43801.625 | 0.608 | 1.218
2019-12-02 16:00 | 43801.6667 | 1.032 | 1.189
2019-12-02 17:00 | 43801.7083 | 0.926 | 2.416
2019-12-02 18:00 | 43801.75 | 0.61 | 1.653
2019-12-02 19:00 | 43801.7917 | 0.609 | 2.161
2019-12-02 20:00 | 43801.8333 | 0.963 | 2.063
2019-12-02 21:00 | 43801.875 | 1.525 | 2.912
2019-12-02 22:00 | 43801.9167 | 1.025 | 2.689
2019-12-02 23:00 | 43801.9583 | 0.545 | 1.279
2019-12-03 | 43802 | 0.435 | 1.135
2019-12-03 01:00 | 43802.0417 | 0.348 | 0.769
2019-12-03 02:00 | 43802.0833 | 0.337 | 0.712
2019-12-03 03:00 | 43802.125 | 0.378 | 0.715
2019-12-03 04:00 | 43802.1667 | 0.393 | 0.734
2019-12-03 05:00 | 43802.2083 | 0.394 | 0.873
2019-12-03 06:00 | 43802.25 | 0.413 | 2.264
2019-12-03 07:00 | 43802.2917 | 0.574 | 1.683
2019-12-03 08:00 | 43802.3333 | 0.797 | 2.455
2019-12-03 09:00 | 43802.375 | 0.649 | 2.198
2019-12-03 10:00 | 43802.4167 | 0.47 | 2.601
2019-12-03 11:00 | 43802.4583 | 0.455 | 0.477
2019-12-03 12:00 | 43802.5 | 0.707 | 0.602
2019-12-03 13:00 | 43802.5417 | 0.841 | 0.665
2019-12-03 14:00 | 43802.5833 | 0.608 | 0.862
2019-12-03 15:00 | 43802.625 | 0.525 | 0.767
2019-12-03 16:00 | 43802.6667 | 0.432 | 0.69
2019-12-03 17:00 | 43802.7083 | 0.619 | 0.743
2019-12-03 18:00 | 43802.75 | 0.614 | 1.036
2019-12-03 19:00 | 43802.7917 | 0.622 | 1.502
2019-12-03 20:00 | 43802.8333 | 0.979 | 3.312
2019-12-03 21:00 | 43802.875 | 0.735 | 3.137
2019-12-03 22:00 | 43802.9167 | 0.651 | 1.329
2019-12-03 23:00 | 43802.9583 | 0.656 | 1.23
2019-12-04 | 43803 | 0.442 | 0.955
2019-12-04 01:00 | 43803.0417 | 0.351 | 0.809
2019-12-04 02:00 | 43803.0833 | 0.377 | 0.811
2019-12-04 03:00 | 43803.125 | 0.4 | 0.698
2019-12-04 04:00 | 43803.1667 | 0.387 | 0.707
2019-12-04 05:00 | 43803.2083 | 0.372 | 0.75
2019-12-04 06:00 | 43803.25 | 0.409 | 1.731
2019-12-04 07:00 | 43803.2917 | 0.577 | 2.427
2019-12-04 08:00 | 43803.3333 | 0.557 | 2.18
2019-12-04 09:00 | 43803.375 | 0.471 | 2.286
2019-12-04 10:00 | 43803.4167 | 0.451 | 2.379
2019-12-04 11:00 | 43803.4583 | 0.433 | 2.14
2019-12-04 12:00 | 43803.5 | 0.864 | 0.821
2019-12-04 13:00 | 43803.5417 | 0.718 | 1.111
2019-12-04 14:00 | 43803.5833 | 0.578 | 2.055
2019-12-04 15:00 | 43803.625 | 0.523 | 0.585
2019-12-04 16:00 | 43803.6667 | 0.562 | 0.69
2019-12-04 17:00 | 43803.7083 | 0.536 | 0.745
2019-12-04 18:00 | 43803.75 | 0.573 | 1.097
2019-12-04 19:00 | 43803.7917 | 0.662 | 1.268
2019-12-04 20:00 | 43803.8333 | 1.641 | 1.161
2019-12-04 21:00 | 43803.875 | 0.555 | 1.851
2019-12-04 22:00 | 43803.9167 | 0.498 | 3.012
2019-12-04 23:00 | 43803.9583 | 0.499 | 1.711
2019-12-05 | 43804 | 0.439 | 1.398
2019-12-05 01:00 | 43804.0417 | 0.408 | 1.394
2019-12-05 02:00 | 43804.0833 | 0.335 | 1.173
2019-12-05 03:00 | 43804.125 | 0.362 | 1.104
2019-12-05 04:00 | 43804.1667 | 0.383 | 1.108
2019-12-05 05:00 | 43804.2083 | 0.371 | 1.18
2019-12-05 06:00 | 43804.25 | 0.417 | 1.303
2019-12-05 07:00 | 43804.2917 | 0.776 | 1.775
2019-12-05 08:00 | 43804.3333 | 1.951 | 2.649
2019-12-05 09:00 | 43804.375 | 1.277 | 2.923
2019-12-05 10:00 | 43804.4167 | 0.867 | 1.075
2019-12-05 11:00 | 43804.4583 | 0.437 | 1.057
2019-12-05 12:00 | 43804.5 | 0.549 | 1.069
2019-12-05 13:00 | 43804.5417 | 0.842 | 1.709
2019-12-05 14:00 | 43804.5833 | 0.567 | 0.827
2019-12-05 15:00 | 43804.625 | 0.61 | 1.372
2019-12-05 16:00 | 43804.6667 | 0.95 | 1.05
2019-12-05 17:00 | 43804.7083 | 0.616 | 0.753
2019-12-05 18:00 | 43804.75 | 0.585 | 1.273
2019-12-05 19:00 | 43804.7917 | 0.835 | 1.468
2019-12-05 20:00 | 43804.8333 | 1.479 | 1.719
2019-12-05 21:00 | 43804.875 | 1.441 | 1.802
2019-12-05 22:00 | 43804.9167 | 1.159 | 1.647
2019-12-05 23:00 | 43804.9583 | 0.658 | 2.48
2019-12-06 | 43805 | 0.519 | 1.265
2019-12-06 01:00 | 43805.0417 | 0.432 | 0.798
2019-12-06 02:00 | 43805.0833 | 0.461 | 0.716
2019-12-06 03:00 | 43805.125 | 0.439 | 0.746
2019-12-06 04:00 | 43805.1667 | 0.481 | 0.713
2019-12-06 05:00 | 43805.2083 | 0.493 | 0.957
2019-12-06 06:00 | 43805.25 | 0.491 | 1.395
2019-12-06 07:00 | 43805.2917 | 0.705 | 1.345
2019-12-06 08:00 | 43805.3333 | 0.702 | 1.452
2019-12-06 09:00 | 43805.375 | 1.641 | 2.1
2019-12-06 10:00 | 43805.4167 | 1.649 | 1.25
2019-12-06 11:00 | 43805.4583 | 0.78 | 1.025
2019-12-06 12:00 | 43805.5 | 1.12 | 2.398
2019-12-06 13:00 | 43805.5417 | 0.591 | 2.188
2019-12-06 14:00 | 43805.5833 | 0.765 | 2.843
2019-12-06 15:00 | 43805.625 | 0.629 | 1.201
2019-12-06 16:00 | 43805.6667 | 0.494 | 1.032
2019-12-06 17:00 | 43805.7083 | 0.475 | 1.089
2019-12-06 18:00 | 43805.75 | 0.617 | 1.557
2019-12-06 19:00 | 43805.7917 | 0.811 | 2.869
2019-12-06 20:00 | 43805.8333 | 0.684 | 1.647
2019-12-06 21:00 | 43805.875 | 0.515 | 1.307
2019-12-06 22:00 | 43805.9167 | 0.503 | 1.093
2019-12-06 23:00 | 43805.9583 | 0.51 | 1.049
2019-12-07 | 43806 | 0.433 | 0.994
2019-12-07 01:00 | 43806.0417 | 0.466 | 0.917
2019-12-07 02:00 | 43806.0833 | 0.342 | 1.03
2019-12-07 03:00 | 43806.125 | 0.321 | 0.88
2019-12-07 04:00 | 43806.1667 | 0.336 | 0.816
2019-12-07 05:00 | 43806.2083 | 0.368 | 0.868
2019-12-07 06:00 | 43806.25 | 0.359 | 1.314
2019-12-07 07:00 | 43806.2917 | 0.418 | 1.182
2019-12-07 08:00 | 43806.3333 | 0.603 | 1.203
2019-12-07 09:00 | 43806.375 | 0.997 | 2.101
2019-12-07 10:00 | 43806.4167 | 1.047 | 1.616
2019-12-07 11:00 | 43806.4583 | 0.432 | 3.385
2019-12-07 12:00 | 43806.5 | 0.509 | 1.471
2019-12-07 13:00 | 43806.5417 | 0.499 | 1.984
2019-12-07 14:00 | 43806.5833 | 0.613 | 1.229
2019-12-07 15:00 | 43806.625 | 0.925 | 0.84
2019-12-07 16:00 | 43806.6667 | 0.496 | 0.634
2019-12-07 17:00 | 43806.7083 | 0.604 | 0.88
2019-12-07 18:00 | 43806.75 | 1.806 | 1.382
2019-12-07 19:00 | 43806.7917 | 1.585 | 2.886
2019-12-07 20:00 | 43806.8333 | 0.759 | 1.67
2019-12-07 21:00 | 43806.875 | 0.533 | 3.27
2019-12-07 22:00 | 43806.9167 | 0.511 | 1.342
2019-12-07 23:00 | 43806.9583 | 0.534 | 1.419
2019-12-08 | 43807 | 0.501 | 1.139
2019-12-08 01:00 | 43807.0417 | 0.472 | 0.83
2019-12-08 02:00 | 43807.0833 | 0.37 | 0.703
2019-12-08 03:00 | 43807.125 | 0.362 | 0.803
2019-12-08 04:00 | 43807.1667 | 0.359 | 2.085
2019-12-08 05:00 | 43807.2083 | 0.342 | 0.998
2019-12-08 06:00 | 43807.25 | 0.398 | 1.404
2019-12-08 07:00 | 43807.2917 | 1.946 | 1.427
2019-12-08 08:00 | 43807.3333 | 1.236 | 1.533
2019-12-08 09:00 | 43807.375 | 2.036 | 1.368
2019-12-08 10:00 | 43807.4167 | 1.206 | 1.227
2019-12-08 11:00 | 43807.4583 | 1.281 | 3.997
2019-12-08 12:00 | 43807.5 | 0.977 | 1.982
2019-12-08 13:00 | 43807.5417 | 1.919 | 1.866
2019-12-08 14:00 | 43807.5833 | 1.45 | 1.201
2019-12-08 15:00 | 43807.625 | 1.186 | 1.104
2019-12-08 16:00 | 43807.6667 | 0.869 | 1.752
2019-12-08 17:00 | 43807.7083 | 1.021 | 0.964
2019-12-08 18:00 | 43807.75 | 1.871 | 1.315
2019-12-08 19:00 | 43807.7917 | 1.3 | 2.775
2019-12-08 20:00 | 43807.8333 | 1.022 | 2.455
2019-12-08 21:00 | 43807.875 | 0.601 | 2.417
2019-12-08 22:00 | 43807.9167 | 0.503 | 1.566
2019-12-08 23:00 | 43807.9583 | 0.562 | 1.309
2019-12-09 | 43808 | 0.428 | 1.35
2019-12-09 01:00 | 43808.0417 | 0.55 | 1.046
2019-12-09 02:00 | 43808.0833 | 0.342 | 0.746
2019-12-09 03:00 | 43808.125 | 0.334 | 0.935
2019-12-09 04:00 | 43808.1667 | 0.339 | 0.717
2019-12-09 05:00 | 43808.2083 | 0.359 | 0.72
2019-12-09 06:00 | 43808.25 | 0.428 | 1.751
2019-12-09 07:00 | 43808.2917 | 0.607 | 1.488
2019-12-09 08:00 | 43808.3333 | 0.535 | 1.38
2019-12-09 09:00 | 43808.375 | 0.721 | 2.423
2019-12-09 10:00 | 43808.4167 | 0.795 | 2.378
2019-12-09 11:00 | 43808.4583 | 0.532 | 2.644
2019-12-09 12:00 | 43808.5 | 0.52 | 3.695
2019-12-09 13:00 | 43808.5417 | 0.414 | 4.283
2019-12-09 14:00 | 43808.5833 | 0.684 | 3.022
2019-12-09 15:00 | 43808.625 | 0.936 | 1.56
2019-12-09 16:00 | 43808.6667 | 0.555 | 1
2019-12-09 17:00 | 43808.7083 | 0.471 | 1.748
2019-12-09 18:00 | 43808.75 | 0.543 | 2.663
2019-12-09 19:00 | 43808.7917 | 0.598 | 2.102
2019-12-09 20:00 | 43808.8333 | 0.871 | 2.203
2019-12-09 21:00 | 43808.875 | 0.635 | 3.255
2019-12-09 22:00 | 43808.9167 | 0.602 | 2.051
2019-12-09 23:00 | 43808.9583 | 0.556 | 1.306
2019-12-10 | 43809 | 0.419 | 1.122
2019-12-10 01:00 | 43809.0417 | 0.341 | 1.082
2019-12-10 02:00 | 43809.0833 | 0.317 | 0.956
2019-12-10 03:00 | 43809.125 | 0.324 | 0.708
2019-12-10 04:00 | 43809.1667 | 0.35 | 0.712
2019-12-10 05:00 | 43809.2083 | 0.396 | 0.98
2019-12-10 06:00 | 43809.25 | 0.39 | 1.907
2019-12-10 07:00 | 43809.2917 | 0.476 | 2.008
2019-12-10 08:00 | 43809.3333 | 0.618 | 3.261
2019-12-10 09:00 | 43809.375 | 0.574 | 2.988
2019-12-10 10:00 | 43809.4167 | 0.378 | 2.114
2019-12-10 11:00 | 43809.4583 | 0.472 | 1.372
2019-12-10 12:00 | 43809.5 | 0.509 | 0.99
2019-12-10 13:00 | 43809.5417 | 1.214 | 1.47
2019-12-10 14:00 | 43809.5833 | 0.628 | 1.613
2019-12-10 15:00 | 43809.625 | 0.502 | 1.886
2019-12-10 16:00 | 43809.6667 | 0.463 | 0.735
2019-12-10 17:00 | 43809.7083 | 0.488 | 1.091
2019-12-10 18:00 | 43809.75 | 0.537 | 1.262
2019-12-10 19:00 | 43809.7917 | 0.623 | 2.169
2019-12-10 20:00 | 43809.8333 | 1.106 | 2.217
2019-12-10 21:00 | 43809.875 | 0.725 | 2.714
2019-12-10 22:00 | 43809.9167 | 0.562 | 2.358
2019-12-10 23:00 | 43809.9583 | 0.498 | 2.229
2019-12-11 | 43810 | 0.381 | 1.285
2019-12-11 01:00 | 43810.0417 | 0.333 | 0.842
2019-12-11 02:00 | 43810.0833 | 0.352 | 0.873
2019-12-11 03:00 | 43810.125 | 0.329 | 0.698
2019-12-11 04:00 | 43810.1667 | 0.459 | 0.664
2019-12-11 05:00 | 43810.2083 | 0.406 | 0.881
2019-12-11 06:00 | 43810.25 | 0.545 | 1.132
2019-12-11 07:00 | 43810.2917 | 0.572 | 2.489
2019-12-11 08:00 | 43810.3333 | 0.549 | 3.208
2019-12-11 09:00 | 43810.375 | 0.567 | 2.741
2019-12-11 10:00 | 43810.4167 | 0.472 | 2.582
2019-12-11 11:00 | 43810.4583 | 0.419 | 1.929
2019-12-11 12:00 | 43810.5 | 0.6 | 0.422
2019-12-11 13:00 | 43810.5417 | 1.402 | 0.412
2019-12-11 14:00 | 43810.5833 | 1.461 | 0.926
2019-12-11 15:00 | 43810.625 | 0.53 | 0.906
2019-12-11 16:00 | 43810.6667 | 0.538 | 0.797
2019-12-11 17:00 | 43810.7083 | 0.546 | 1.006
2019-12-11 18:00 | 43810.75 | 0.607 | 0.992
2019-12-11 19:00 | 43810.7917 | 0.651 | 1.412
2019-12-11 20:00 | 43810.8333 | 1.337 | 1.598
2019-12-11 21:00 | 43810.875 | 0.817 | 3.415
2019-12-11 22:00 | 43810.9167 | 0.556 | 2.033
2019-12-11 23:00 | 43810.9583 | 0.572 | 1.049
2019-12-12 | 43811 | 0.422 | 0.858
2019-12-12 01:00 | 43811.0417 | 0.386 | 0.638
2019-12-12 02:00 | 43811.0833 | 0.33 | 0.689
2019-12-12 03:00 | 43811.125 | 0.334 | 0.54
2019-12-12 04:00 | 43811.1667 | 0.417 | 0.582
2019-12-12 05:00 | 43811.2083 | 0.337 | 0.714
2019-12-12 06:00 | 43811.25 | 0.579 | 1.49
2019-12-12 07:00 | 43811.2917 | 0.587 | 2.345
2019-12-12 08:00 | 43811.3333 | 0.62 | 2.764
2019-12-12 09:00 | 43811.375 | 0.912 | 2.255
2019-12-12 10:00 | 43811.4167 | 1.123 | 2.278
2019-12-12 11:00 | 43811.4583 | 0.501 | 1.033
2019-12-12 12:00 | 43811.5 | 0.604 | 1.102
2019-12-12 13:00 | 43811.5417 | 1.991 | 2.304
2019-12-12 14:00 | 43811.5833 | 0.704 | 0.797
2019-12-12 15:00 | 43811.625 | 0.917 | 0.773
2019-12-12 16:00 | 43811.6667 | 0.652 | 0.716
2019-12-12 17:00 | 43811.7083 | 0.574 | 2.599
2019-12-12 18:00 | 43811.75 | 0.744 | 1.392
2019-12-12 19:00 | 43811.7917 | 0.634 | 1.289
2019-12-12 20:00 | 43811.8333 | 1.503 | 1.164
2019-12-12 21:00 | 43811.875 | 0.718 | 2.057
2019-12-12 22:00 | 43811.9167 | 0.534 | 1.766
2019-12-12 23:00 | 43811.9583 | 0.526 | 0.895
2019-12-13 | 43812 | 0.44 | 0.824
2019-12-13 01:00 | 43812.0417 | 0.394 | 0.557
2019-12-13 02:00 | 43812.0833 | 0.37 | 0.436
2019-12-13 03:00 | 43812.125 | 0.327 | 0.558
2019-12-13 04:00 | 43812.1667 | 0.455 | 0.423
2019-12-13 05:00 | 43812.2083 | 0.384 | 0.67
2019-12-13 06:00 | 43812.25 | 0.389 | 0.713
2019-12-13 07:00 | 43812.2917 | 0.48 | 1.64
2019-12-13 08:00 | 43812.3333 | 0.647 | 1.823
2019-12-13 09:00 | 43812.375 | 0.451 | 2.65
2019-12-13 10:00 | 43812.4167 | 0.493 | 1.053
2019-12-13 11:00 | 43812.4583 | 0.535 | 0.492
2019-12-13 12:00 | 43812.5 | 0.49 | 1.12
2019-12-13 13:00 | 43812.5417 | 1.223 | 0.948
2019-12-13 14:00 | 43812.5833 | 0.573 | 1.52
2019-12-13 15:00 | 43812.625 | 0.513 | 0.895
2019-12-13 16:00 | 43812.6667 | 0.476 | 0.569
2019-12-13 17:00 | 43812.7083 | 0.452 | 0.543
2019-12-13 18:00 | 43812.75 | 0.554 | 0.526
2019-12-13 19:00 | 43812.7917 | 0.571 | 0.7
2019-12-13 20:00 | 43812.8333 | 0.632 | 0.989
2019-12-13 21:00 | 43812.875 | 0.604 | 1.016
2019-12-13 22:00 | 43812.9167 | 0.511 | 1.59
2019-12-13 23:00 | 43812.9583 | 0.522 | 0.973
2019-12-14 | 43813 | 0.461 | 0.86
2019-12-14 01:00 | 43813.0417 | 0.504 | 0.839
2019-12-14 02:00 | 43813.0833 | 0.333 | 0.914
2019-12-14 03:00 | 43813.125 | 0.331 | 0.696
2019-12-14 04:00 | 43813.1667 | 0.343 | 0.773
2019-12-14 05:00 | 43813.2083 | 0.307 | 0.706
2019-12-14 06:00 | 43813.25 | 0.311 | 1.278
2019-12-14 07:00 | 43813.2917 | 0.375 | 1.304
2019-12-14 08:00 | 43813.3333 | 0.383 | 1.108
2019-12-14 09:00 | 43813.375 | 0.55 | 1.423
2019-12-14 10:00 | 43813.4167 | 0.802 | 0.815
2019-12-14 11:00 | 43813.4583 | 0.675 | 2.375
2019-12-14 12:00 | 43813.5 | 0.796 | 0.921
2019-12-14 13:00 | 43813.5417 | 0.68 | 2.594
2019-12-14 14:00 | 43813.5833 | 0.748 | 0.719
2019-12-14 15:00 | 43813.625 | 0.719 | 0.525
2019-12-14 16:00 | 43813.6667 | 0.453 | 0.471
2019-12-14 17:00 | 43813.7083 | 0.512 | 1.686
2019-12-14 18:00 | 43813.75 | 0.554 | 1.27
2019-12-14 19:00 | 43813.7917 | 0.521 | 0.942
2019-12-14 20:00 | 43813.8333 | 0.81 | 2.162
2019-12-14 21:00 | 43813.875 | 1.361 | 1.032
2019-12-14 22:00 | 43813.9167 | 1.079 | 1.764
2019-12-14 23:00 | 43813.9583 | 0.555 | 1.181
2019-12-15 | 43814 | 0.425 | 0.955
2019-12-15 01:00 | 43814.0417 | 0.34 | 0.665
2019-12-15 02:00 | 43814.0833 | 0.328 | 0.671
2019-12-15 03:00 | 43814.125 | 0.347 | 0.629
2019-12-15 04:00 | 43814.1667 | 0.347 | 1.884
2019-12-15 05:00 | 43814.2083 | 0.331 | 1.108
2019-12-15 06:00 | 43814.25 | 0.344 | 0.902
2019-12-15 07:00 | 43814.2917 | 0.389 | 1.274
2019-12-15 08:00 | 43814.3333 | 0.677 | 1.345
2019-12-15 09:00 | 43814.375 | 1.114 | 0.976
2019-12-15 10:00 | 43814.4167 | 1.337 | 1.522
2019-12-15 11:00 | 43814.4583 | 0.688 | 2.639
2019-12-15 12:00 | 43814.5 | 0.587 | 1.795
2019-12-15 13:00 | 43814.5417 | 0.657 | 0.769
2019-12-15 14:00 | 43814.5833 | 0.645 | 2.802
2019-12-15 15:00 | 43814.625 | 0.507 | 2.041
2019-12-15 16:00 | 43814.6667 | 0.467 | 0.746
2019-12-15 17:00 | 43814.7083 | 0.436 | 1.441
2019-12-15 18:00 | 43814.75 | 0.558 | 1.642
2019-12-15 19:00 | 43814.7917 | 0.588 | 1.791
2019-12-15 20:00 | 43814.8333 | 0.751 | 1.496
2019-12-15 21:00 | 43814.875 | 0.615 | 2.381
2019-12-15 22:00 | 43814.9167 | 0.543 | 1.449
2019-12-15 23:00 | 43814.9583 | 0.537 | 1.477
2019-12-16 | 43815 | 0.408 | 1.02
2019-12-16 01:00 | 43815.0417 | 0.363 | 0.828
2019-12-16 02:00 | 43815.0833 | 0.327 | 0.686
2019-12-16 03:00 | 43815.125 | 0.33 | 0.796
2019-12-16 04:00 | 43815.1667 | 0.388 | 0.679
2019-12-16 05:00 | 43815.2083 | 0.438 | 0.894
2019-12-16 06:00 | 43815.25 | 0.405 | 1.727
2019-12-16 07:00 | 43815.2917 | 0.517 | 2.423
2019-12-16 08:00 | 43815.3333 | 0.486 | 2.986
2019-12-16 09:00 | 43815.375 | 0.826 | 2.461
2019-12-16 10:00 | 43815.4167 | 0.632 | 1.71
2019-12-16 11:00 | 43815.4583 | 0.412 | 1.318
2019-12-16 12:00 | 43815.5 | 0.732 | 1.064
2019-12-16 13:00 | 43815.5417 | 0.653 | 1.253
2019-12-16 14:00 | 43815.5833 | 0.546 | 1.47
2019-12-16 15:00 | 43815.625 | 0.633 | 1.523
2019-12-16 16:00 | 43815.6667 | 1.034 | 2.053
2019-12-16 17:00 | 43815.7083 | 0.651 | 1.504
2019-12-16 18:00 | 43815.75 | 0.578 | 1.641
2019-12-16 19:00 | 43815.7917 | 0.658 | 2.097
2019-12-16 20:00 | 43815.8333 | 2.331 | 1.969
2019-12-16 21:00 | 43815.875 | 0.656 | 1.724
2019-12-16 22:00 | 43815.9167 | 0.5 | 1.601
2019-12-16 23:00 | 43815.9583 | 0.509 | 1.379
2019-12-17 | 43816 | 0.416 | 1.338
2019-12-17 01:00 | 43816.0417 | 0.378 | 1.218
2019-12-17 02:00 | 43816.0833 | 0.362 | 1.145
2019-12-17 03:00 | 43816.125 | 0.357 | 1.036
2019-12-17 04:00 | 43816.1667 | 0.388 | 0.972
2019-12-17 05:00 | 43816.2083 | 0.378 | 2.033
2019-12-17 06:00 | 43816.25 | 0.423 | 1.017
2019-12-17 07:00 | 43816.2917 | 0.545 | 2.019
2019-12-17 08:00 | 43816.3333 | 0.636 | 1.587
2019-12-17 09:00 | 43816.375 | 0.788 | 1.601
2019-12-17 10:00 | 43816.4167 | 0.404 | 3.244
2019-12-17 11:00 | 43816.4583 | 0.415 | 2.345
2019-12-17 12:00 | 43816.5 | 0.597 | 1.157
2019-12-17 13:00 | 43816.5417 | 0.961 | 1.366
2019-12-17 14:00 | 43816.5833 | 0.821 | 1.509
2019-12-17 15:00 | 43816.625 | 0.533 | 1.639
2019-12-17 16:00 | 43816.6667 | 0.474 | 2.217
2019-12-17 17:00 | 43816.7083 | 0.489 | 1.376
2019-12-17 18:00 | 43816.75 | 1.41 | 1.493
2019-12-17 19:00 | 43816.7917 | 1.987 | 1.993
2019-12-17 20:00 | 43816.8333 | 0.802 | 2.706
2019-12-17 21:00 | 43816.875 | 0.894 | 2.625
2019-12-17 22:00 | 43816.9167 | 0.711 | 2.942
2019-12-17 23:00 | 43816.9583 | 0.648 | 2.342
2019-12-18 | 43817 | 1.357 | 0.972
2019-12-18 01:00 | 43817.0417 | 0.902 | 0.947
2019-12-18 02:00 | 43817.0833 | 0.38 | 1.063
2019-12-18 03:00 | 43817.125 | 0.405 | 1.247
2019-12-18 04:00 | 43817.1667 | 0.372 | 1.17
2019-12-18 05:00 | 43817.2083 | 0.364 | 1.225
2019-12-18 06:00 | 43817.25 | 0.371 | 1.842
2019-12-18 07:00 | 43817.2917 | 0.417 | 1.918
2019-12-18 08:00 | 43817.3333 | 0.467 | 2.412
2019-12-18 09:00 | 43817.375 | 0.448 | 1.795
2019-12-18 10:00 | 43817.4167 | 0.868 | 1.437
2019-12-18 11:00 | 43817.4583 | 0.477 | 1.817
2019-12-18 12:00 | 43817.5 | 0.425 | 1.179
2019-12-18 13:00 | 43817.5417 | 0.676 | 1.631
2019-12-18 14:00 | 43817.5833 | 0.696 | 1.198
2019-12-18 15:00 | 43817.625 | 0.534 | 0.995
2019-12-18 16:00 | 43817.6667 | 0.529 | 1.724
2019-12-18 17:00 | 43817.7083 | 0.698 | 1.782
2019-12-18 18:00 | 43817.75 | 0.786 | 0.986
2019-12-18 19:00 | 43817.7917 | 0.592 | 1.255
2019-12-18 20:00 | 43817.8333 | 0.709 | 1.166
2019-12-18 21:00 | 43817.875 | 0.596 | 1.53
2019-12-18 22:00 | 43817.9167 | 0.503 | 3.091
2019-12-18 23:00 | 43817.9583 | 0.484 | 1.487
2019-12-19 | 43818 | 0.429 | 1.514
2019-12-19 01:00 | 43818.0417 | 0.367 | 1.304
2019-12-19 02:00 | 43818.0833 | 0.352 | 1.137
2019-12-19 03:00 | 43818.125 | 0.321 | 1.075
2019-12-19 04:00 | 43818.1667 | 0.32 | 0.967
2019-12-19 05:00 | 43818.2083 | 0.325 | 0.946
2019-12-19 06:00 | 43818.25 | 0.339 | 1.663
2019-12-19 07:00 | 43818.2917 | 0.544 | 1.859
2019-12-19 08:00 | 43818.3333 | 0.46 | 1.707
2019-12-19 09:00 | 43818.375 | 0.404 | 1.669
2019-12-19 10:00 | 43818.4167 | 0.994 | 1.873
2019-12-19 11:00 | 43818.4583 | 0.577 | 1.614
2019-12-19 12:00 | 43818.5 | 0.515 | 1.16
2019-12-19 13:00 | 43818.5417 | 0.602 | 2.065
2019-12-19 14:00 | 43818.5833 | 0.777 | 0.963
2019-12-19 15:00 | 43818.625 | 0.602 | 0.792
2019-12-19 16:00 | 43818.6667 | 0.936 | 2.047
2019-12-19 17:00 | 43818.7083 | 0.754 | 1.801
2019-12-19 18:00 | 43818.75 | 0.585 | 2.101
2019-12-19 19:00 | 43818.7917 | 0.717 | 2.346
2019-12-19 20:00 | 43818.8333 | 1.03 | 1.804
2019-12-19 21:00 | 43818.875 | 0.606 | 1.582
2019-12-19 22:00 | 43818.9167 | 0.56 | 3.208
2019-12-19 23:00 | 43818.9583 | 0.601 | 1.541
2019-12-20 | 43819 | 0.454 | 1.376
2019-12-20 01:00 | 43819.0417 | 0.38 | 1.058
2019-12-20 02:00 | 43819.0833 | 0.329 | 1.098
2019-12-20 03:00 | 43819.125 | 0.327 | 0.936
2019-12-20 04:00 | 43819.1667 | 0.359 | 0.94
2019-12-20 05:00 | 43819.2083 | 0.357 | 1.121
2019-12-20 06:00 | 43819.25 | 0.518 | 1.973
2019-12-20 07:00 | 43819.2917 | 0.627 | 1.7
2019-12-20 08:00 | 43819.3333 | 0.619 | 2.332
2019-12-20 09:00 | 43819.375 | 0.526 | 2.378
2019-12-20 10:00 | 43819.4167 | 0.787 | 1.171
2019-12-20 11:00 | 43819.4583 | 0.604 | 2.408
2019-12-20 12:00 | 43819.5 | 0.479 | 0.816
2019-12-20 13:00 | 43819.5417 | 0.425 | 1.046
2019-12-20 14:00 | 43819.5833 | 0.649 | 1.843
2019-12-20 15:00 | 43819.625 | 0.536 | 0.68
2019-12-20 16:00 | 43819.6667 | 0.52 | 0.928
2019-12-20 17:00 | 43819.7083 | 0.547 | 0.964
2019-12-20 18:00 | 43819.75 | 0.597 | 1.281
2019-12-20 19:00 | 43819.7917 | 0.677 | 1.749
2019-12-20 20:00 | 43819.8333 | 0.677 | 1.748
2019-12-20 21:00 | 43819.875 | 0.579 | 2.784
2019-12-20 22:00 | 43819.9167 | 0.524 | 2.542
2019-12-20 23:00 | 43819.9583 | 0.546 | 1.175
2019-12-21 | 43820 | 0.457 | 1.112
2019-12-21 01:00 | 43820.0417 | 0.546 | 1.272
2019-12-21 02:00 | 43820.0833 | 0.34 | 1.199
2019-12-21 03:00 | 43820.125 | 0.354 | 1.979
2019-12-21 04:00 | 43820.1667 | 0.457 | 1.044
2019-12-21 05:00 | 43820.2083 | 0.455 | 0.986
2019-12-21 06:00 | 43820.25 | 0.409 | 1.495
2019-12-21 07:00 | 43820.2917 | 0.422 | 1.481
2019-12-21 08:00 | 43820.3333 | 0.377 | 1.44
2019-12-21 09:00 | 43820.375 | 0.511 | 1.248
2019-12-21 10:00 | 43820.4167 | 1.402 | 1.513
2019-12-21 11:00 | 43820.4583 | 0.637 | 2.84
2019-12-21 12:00 | 43820.5 | 0.572 | 3.042
2019-12-21 13:00 | 43820.5417 | 0.572 | 1.986
2019-12-21 14:00 | 43820.5833 | 0.568 | 1.863
2019-12-21 15:00 | 43820.625 | 0.512 | 0.866
2019-12-21 16:00 | 43820.6667 | 0.478 | 2.344
2019-12-21 17:00 | 43820.7083 | 0.441 | 2.084
2019-12-21 18:00 | 43820.75 | 0.627 | 1.525
2019-12-21 19:00 | 43820.7917 | 0.628 | 1.551
2019-12-21 20:00 | 43820.8333 | 0.677 | 1.618
2019-12-21 21:00 | 43820.875 | 0.709 | 2.413
2019-12-21 22:00 | 43820.9167 | 0.566 | 2.028
2019-12-21 23:00 | 43820.9583 | 0.625 | 3.136
2019-12-22 | 43821 | 0.484 | 2.094
2019-12-22 01:00 | 43821.0417 | 0.514 | 1.561
2019-12-22 02:00 | 43821.0833 | 0.37 | 0.794
2019-12-22 03:00 | 43821.125 | 0.358 | 0.883
2019-12-22 04:00 | 43821.1667 | 0.353 | 1.757
2019-12-22 05:00 | 43821.2083 | 0.379 | 1.515
2019-12-22 06:00 | 43821.25 | 0.464 | 1.515
2019-12-22 07:00 | 43821.2917 | 1.387 | 1.337
2019-12-22 08:00 | 43821.3333 | 0.697 | 1.401
2019-12-22 09:00 | 43821.375 | 0.442 | 0.975
2019-12-22 10:00 | 43821.4167 | 0.495 | 1.003
2019-12-22 11:00 | 43821.4583 | 0.715 | 1.298
2019-12-22 12:00 | 43821.5 | 0.536 | 0.957
2019-12-22 13:00 | 43821.5417 | 0.559 | 1.802
2019-12-22 14:00 | 43821.5833 | 0.61 | 2.249
2019-12-22 15:00 | 43821.625 | 0.556 | 1.857
2019-12-22 16:00 | 43821.6667 | 0.53 | 0.84
2019-12-22 17:00 | 43821.7083 | 0.514 | 2.849
2019-12-22 18:00 | 43821.75 | 0.584 | 1.64
2019-12-22 19:00 | 43821.7917 | 0.598 | 2.043
2019-12-22 20:00 | 43821.8333 | 1.391 | 2.21
2019-12-22 21:00 | 43821.875 | 1.29 | 1.773
2019-12-22 22:00 | 43821.9167 | 0.549 | 2.89
2019-12-22 23:00 | 43821.9583 | 0.624 | 3.916
2019-12-23 | 43822 | 0.464 | 2.877
2019-12-23 01:00 | 43822.0417 | 0.334 | 2.123
2019-12-23 02:00 | 43822.0833 | 0.37 | 0.918
2019-12-23 03:00 | 43822.125 | 0.31 | 0.75
2019-12-23 04:00 | 43822.1667 | 0.352 | 0.757
2019-12-23 05:00 | 43822.2083 | 0.37 | 0.73
2019-12-23 06:00 | 43822.25 | 0.423 | 1.771
2019-12-23 07:00 | 43822.2917 | 0.54 | 1.528
2019-12-23 08:00 | 43822.3333 | 0.664 | 2.009
2019-12-23 09:00 | 43822.375 | 0.551 | 2.66
2019-12-23 10:00 | 43822.4167 | 0.39 | 2.562
2019-12-23 11:00 | 43822.4583 | 0.427 | 2.327
2019-12-23 12:00 | 43822.5 | 0.518 | 0.531
2019-12-23 13:00 | 43822.5417 | 0.877 | 0.521
2019-12-23 14:00 | 43822.5833 | 0.595 | 0.927
2019-12-23 15:00 | 43822.625 | 0.856 | 0.79
2019-12-23 16:00 | 43822.6667 | 0.963 | 0.719
2019-12-23 17:00 | 43822.7083 | 1.737 | 2.685
2019-12-23 18:00 | 43822.75 | 1.146 | 2.563
2019-12-23 19:00 | 43822.7917 | 0.593 | 2.064
2019-12-23 20:00 | 43822.8333 | 0.795 | 1.609
2019-12-23 21:00 | 43822.875 | 0.503 | 1.521
2019-12-23 22:00 | 43822.9167 | 0.506 | 2.684
2019-12-23 23:00 | 43822.9583 | 0.517 | 1.511
2019-12-24 | 43823 | 0.448 | 1.332
2019-12-24 01:00 | 43823.0417 | 0.457 | 1.073
2019-12-24 02:00 | 43823.0833 | 0.336 | 0.781
2019-12-24 03:00 | 43823.125 | 0.501 | 0.772
2019-12-24 04:00 | 43823.1667 | 0.45 | 0.777
2019-12-24 05:00 | 43823.2083 | 0.447 | 0.818
2019-12-24 06:00 | 43823.25 | 0.456 | 2.376
2019-12-24 07:00 | 43823.2917 | 0.527 | 1.503
2019-12-24 08:00 | 43823.3333 | 0.512 | 1.636
2019-12-24 09:00 | 43823.375 | 0.475 | 2.44
2019-12-24 10:00 | 43823.4167 | 0.578 | 2.934
2019-12-24 11:00 | 43823.4583 | 0.439 | 1.913
2019-12-24 12:00 | 43823.5 | 0.51 | 1.2
2019-12-24 13:00 | 43823.5417 | 0.941 | 0.979
2019-12-24 14:00 | 43823.5833 | 1.42 | 2.299
2019-12-24 15:00 | 43823.625 | 0.574 | 0.587
2019-12-24 16:00 | 43823.6667 | 0.413 | 0.745
2019-12-24 17:00 | 43823.7083 | 0.428 | 1.102
2019-12-24 18:00 | 43823.75 | 2.104 | 2.881
2019-12-24 19:00 | 43823.7917 | 0.918 | 4.674
2019-12-24 20:00 | 43823.8333 | 0.649 | 4.126
2019-12-24 21:00 | 43823.875 | 0.658 | 3.226
2019-12-24 22:00 | 43823.9167 | 0.552 | 3.071
2019-12-24 23:00 | 43823.9583 | 0.482 | 1.724
2019-12-25 | 43824 | 0.468 | 1.531
2019-12-25 01:00 | 43824.0417 | 0.507 | 1.129
2019-12-25 02:00 | 43824.0833 | 0.4 | 0.813
2019-12-25 03:00 | 43824.125 | 0.372 | 0.706
2019-12-25 04:00 | 43824.1667 | 0.36 | 0.667
2019-12-25 05:00 | 43824.2083 | 0.491 | 0.878
2019-12-25 06:00 | 43824.25 | 0.419 | 1.177
2019-12-25 07:00 | 43824.2917 | 0.483 | 1.007
2019-12-25 08:00 | 43824.3333 | 0.43 | 1.771
2019-12-25 09:00 | 43824.375 | 0.363 | 1.497
2019-12-25 10:00 | 43824.4167 | 0.557 | 1.585
2019-12-25 11:00 | 43824.4583 | 0.659 | 2.682
2019-12-25 12:00 | 43824.5 | 0.671 | 3.543
2019-12-25 13:00 | 43824.5417 | 0.4 | 3.919
2019-12-25 14:00 | 43824.5833 | 0.502 | 3.754
2019-12-25 15:00 | 43824.625 | 0.388 | 1.899
2019-12-25 16:00 | 43824.6667 | 0.358 | 0.83
2019-12-25 17:00 | 43824.7083 | 0.339 | 1.127
2019-12-25 18:00 | 43824.75 | 0.431 | 1.275
2019-12-25 19:00 | 43824.7917 | 0.442 | 1.118
2019-12-25 20:00 | 43824.8333 | 0.668 | 0.952
2019-12-25 21:00 | 43824.875 | 0.623 | 1.113
2019-12-25 22:00 | 43824.9167 | 0.507 | 2.101
2019-12-25 23:00 | 43824.9583 | 0.542 | 2.295
2019-12-26 | 43825 | 0.465 | 1.547
2019-12-26 01:00 | 43825.0417 | 0.397 | 0.633
2019-12-26 02:00 | 43825.0833 | 0.32 | 0.912
2019-12-26 03:00 | 43825.125 | 0.348 | 0.596
2019-12-26 04:00 | 43825.1667 | 0.326 | 0.908
2019-12-26 05:00 | 43825.2083 | 0.355 | 0.783
2019-12-26 06:00 | 43825.25 | 0.418 | 1.198
2019-12-26 07:00 | 43825.2917 | 0.555 | 1.914
2019-12-26 08:00 | 43825.3333 | 0.664 | 2.622
2019-12-26 09:00 | 43825.375 | 0.565 | 1.638
2019-12-26 10:00 | 43825.4167 | 0.439 | 1.182
2019-12-26 11:00 | 43825.4583 | 0.408 | 2.104
2019-12-26 12:00 | 43825.5 | 0.725 | 0.563
2019-12-26 13:00 | 43825.5417 | 0.726 | 1.098
2019-12-26 14:00 | 43825.5833 | 0.748 | 0.529
2019-12-26 15:00 | 43825.625 | 0.539 | 0.534
2019-12-26 16:00 | 43825.6667 | 0.437 | 1.877
2019-12-26 17:00 | 43825.7083 | 1.903 | 1.668
2019-12-26 18:00 | 43825.75 | 1.874 | 1.057
2019-12-26 19:00 | 43825.7917 | 2.157 | 1.101
2019-12-26 20:00 | 43825.8333 | 1.862 | 1.253
2019-12-26 21:00 | 43825.875 | 1.417 | 1.913
2019-12-26 22:00 | 43825.9167 | 1.107 | 2.742
2019-12-26 23:00 | 43825.9583 | 0.603 | 2.012
2019-12-27 | 43826 | 0.447 | 0.882
2019-12-27 01:00 | 43826.0417 | 0.451 | 0.666
2019-12-27 02:00 | 43826.0833 | 0.372 | 0.768
2019-12-27 03:00 | 43826.125 | 0.448 | 0.606
2019-12-27 04:00 | 43826.1667 | 0.419 | 0.644
2019-12-27 05:00 | 43826.2083 | 0.403 | 0.72
2019-12-27 06:00 | 43826.25 | 0.468 | 1.964
2019-12-27 07:00 | 43826.2917 | 0.606 | 1.702
2019-12-27 08:00 | 43826.3333 | 0.563 | 2.997
2019-12-27 09:00 | 43826.375 | 0.589 | 3.736
2019-12-27 10:00 | 43826.4167 | 0.946 | 1.498
2019-12-27 11:00 | 43826.4583 | 0.556 | 1.65
2019-12-27 12:00 | 43826.5 | 0.501 | 1.098
2019-12-27 13:00 | 43826.5417 | 0.805 | 0.421
2019-12-27 14:00 | 43826.5833 | 1.082 | 0.792
2019-12-27 15:00 | 43826.625 | 0.536 | 1.828
2019-12-27 16:00 | 43826.6667 | 0.506 | 0.837
2019-12-27 17:00 | 43826.7083 | 0.456 | 0.749
2019-12-27 18:00 | 43826.75 | 0.573 | 1.472
2019-12-27 19:00 | 43826.7917 | 0.617 | 1.275
2019-12-27 20:00 | 43826.8333 | 0.715 | 1.107
2019-12-27 21:00 | 43826.875 | 0.561 | 1.461
2019-12-27 22:00 | 43826.9167 | 0.52 | 2.583
2019-12-27 23:00 | 43826.9583 | 0.526 | 1.318
2019-12-28 | 43827 | 0.452 | 1.08
2019-12-28 01:00 | 43827.0417 | 0.545 | 0.877
2019-12-28 02:00 | 43827.0833 | 0.351 | 0.687
2019-12-28 03:00 | 43827.125 | 0.365 | 0.707
2019-12-28 04:00 | 43827.1667 | 0.386 | 0.832
2019-12-28 05:00 | 43827.2083 | 0.418 | 0.74
2019-12-28 06:00 | 43827.25 | 0.467 | 2.08
2019-12-28 07:00 | 43827.2917 | 0.413 | 1.857
2019-12-28 08:00 | 43827.3333 | 1.423 | 1.995
2019-12-28 09:00 | 43827.375 | 1.319 | 1.572
2019-12-28 10:00 | 43827.4167 | 0.787 | 2.108
2019-12-28 11:00 | 43827.4583 | 0.382 | 2.241
2019-12-28 12:00 | 43827.5 | 0.324 | 1.679
2019-12-28 13:00 | 43827.5417 | 0.305 | 1.823
2019-12-28 14:00 | 43827.5833 | 0.238 | 0.685
2019-12-28 15:00 | 43827.625 | 0.195 | 1.443
2019-12-28 16:00 | 43827.6667 | 0.181 | 0.987
2019-12-28 17:00 | 43827.7083 | 0.2 | 2.165
2019-12-28 18:00 | 43827.75 | 0.279 | 1.121
2019-12-28 19:00 | 43827.7917 | 0.301 | 2.263
2019-12-28 20:00 | 43827.8333 | 0.34 | 1.945
2019-12-28 21:00 | 43827.875 | 0.333 | 1.198
2019-12-28 22:00 | 43827.9167 | 0.302 | 3.095
2019-12-28 23:00 | 43827.9583 | 0.285 | 2.279
2019-12-29 | 43828 | 0.298 | 1.072
2019-12-29 01:00 | 43828.0417 | 0.278 | 0.844
2019-12-29 02:00 | 43828.0833 | 0.286 | 1.312
2019-12-29 03:00 | 43828.125 | 0.298 | 0.758
2019-12-29 04:00 | 43828.1667 | 0.311 | 2.646
2019-12-29 05:00 | 43828.2083 | 0.453 | 2.049
2019-12-29 06:00 | 43828.25 | 0.351 | 2.319
2019-12-29 07:00 | 43828.2917 | 0.378 | 1.794
2019-12-29 08:00 | 43828.3333 | 0.341 | 2.028
2019-12-29 09:00 | 43828.375 | 0.202 | 1.459
2019-12-29 10:00 | 43828.4167 | 0.246 | 1.36
2019-12-29 11:00 | 43828.4583 | 0.215 | 0.712
2019-12-29 12:00 | 43828.5 | 0.329 | 0.685
2019-12-29 13:00 | 43828.5417 | 0.296 | 0.44
2019-12-29 14:00 | 43828.5833 | 0.237 | 1.986
2019-12-29 15:00 | 43828.625 | 0.205 | 0.529
2019-12-29 16:00 | 43828.6667 | 0.168 | 0.733
2019-12-29 17:00 | 43828.7083 | 0.201 | 0.871
2019-12-29 18:00 | 43828.75 | 0.271 | 1.13
2019-12-29 19:00 | 43828.7917 | 0.331 | 1.643
2019-12-29 20:00 | 43828.8333 | 0.376 | 1.66
2019-12-29 21:00 | 43828.875 | 0.313 | 2.591
2019-12-29 22:00 | 43828.9167 | 0.302 | 3.811
2019-12-29 23:00 | 43828.9583 | 0.365 | 1.624
2019-12-30 | 43829 | 0.313 | 1.014
2019-12-30 01:00 | 43829.0417 | 0.351 | 0.933
2019-12-30 02:00 | 43829.0833 | 0.33 | 0.992
2019-12-30 03:00 | 43829.125 | 0.337 | 1.371
2019-12-30 04:00 | 43829.1667 | 0.341 | 2.163
2019-12-30 05:00 | 43829.2083 | 0.36 | 1.687
2019-12-30 06:00 | 43829.25 | 0.33 | 1.858
2019-12-30 07:00 | 43829.2917 | 0.379 | 1.956
2019-12-30 08:00 | 43829.3333 | 0.309 | 1.851
2019-12-30 09:00 | 43829.375 | 0.296 | 3.134
2019-12-30 10:00 | 43829.4167 | 0.231 | 2.77
2019-12-30 11:00 | 43829.4583 | 0.257 | 0.689
2019-12-30 12:00 | 43829.5 | 0.398 | 0.672
2019-12-30 13:00 | 43829.5417 | 0.306 | 1.525
2019-12-30 14:00 | 43829.5833 | 0.219 | 1.483
2019-12-30 15:00 | 43829.625 | 0.202 | 1.024
2019-12-30 16:00 | 43829.6667 | 0.176 | 2.673
2019-12-30 17:00 | 43829.7083 | 0.22 | 1.243
2019-12-30 18:00 | 43829.75 | 0.298 | 1.159
2019-12-30 19:00 | 43829.7917 | 0.341 | 2.892
2019-12-30 20:00 | 43829.8333 | 0.389 | 3.015
2019-12-30 21:00 | 43829.875 | 0.301 | 2.253
2019-12-30 22:00 | 43829.9167 | 0.325 | 4.475
2019-12-30 23:00 | 43829.9583 | 0.303 | 1.87
2019-12-31 | 43830 | 0.316 | 1.505
2019-12-31 01:00 | 43830.0417 | 0.33 | 0.824
2019-12-31 02:00 | 43830.0833 | 0.321 | 0.732
2019-12-31 03:00 | 43830.125 | 0.316 | 0.72
2019-12-31 04:00 | 43830.1667 | 0.314 | 1.623
2019-12-31 05:00 | 43830.2083 | 0.325 | 0.706
2019-12-31 06:00 | 43830.25 | 0.316 | 1.971
2019-12-31 07:00 | 43830.2917 | 0.387 | 1.511
2019-12-31 08:00 | 43830.3333 | 0.287 | 1.943
2019-12-31 09:00 | 43830.375 | 0.237 | 3.114
2019-12-31 10:00 | 43830.4167 | 0.208 | 1.792
2019-12-31 11:00 | 43830.4583 | 0.225 | 2.948
2019-12-31 12:00 | 43830.5 | 0.295 | 3.005
2019-12-31 13:00 | 43830.5417 | 0.248 | 2.373
2019-12-31 14:00 | 43830.5833 | 0.203 | 1.402
2019-12-31 15:00 | 43830.625 | 0.193 | 1.635
2019-12-31 16:00 | 43830.6667 | 0.216 | 1.005
2019-12-31 17:00 | 43830.7083 | 0.177 | 0.96
2019-12-31 18:00 | 43830.75 | 0.349 | 1.603
2019-12-31 19:00 | 43830.7917 | 0.335 | 3.474
2019-12-31 20:00 | 43830.8333 | 0.37 | 3.197
2019-12-31 21:00 | 43830.875 | 0.314 | 3.261
2019-12-31 22:00 | 43830.9167 | 0.292 | 3.929
2019-12-31 23:00 | 43830.9583 | 0.332 | 2.101

## Monthly fuel cons
Conventional house: Gasoil (l) |  | Passive house: Pellets (kg)
January | 448 | January | 81
February | 250 | February | 55
March | 280 | March | 0
April | 231 | April | 0
May | 110 | May | 0
June | 60 | June | 0
July | 50 | July | 0
August | 80 | August | 0
September | 70 | September | 0
October | 80 | October | 0
November | 400 | November | 126
December | 360 | December | 63

## Solar radiation data
Date | Time | Solar radiation (kJ/h·m^2)
kJ/h m2
2019-01-01 | 43466 | 0
2019-01-01 01:00 | 43466.0417 | 0
2019-01-01 02:00 | 43466.0833 | 0
2019-01-01 03:00 | 43466.125 | 0
2019-01-01 04:00 | 43466.1667 | 0
2019-01-01 05:00 | 43466.2083 | 0
2019-01-01 06:00 | 43466.25 | 0
2019-01-01 07:00 | 43466.2917 | 0
2019-01-01 08:00 | 43466.3333 | 0
2019-01-01 09:00 | 43466.375 | 0
2019-01-01 10:00 | 43466.4167 | 0
2019-01-01 11:00 | 43466.4583 | 183.6
2019-01-01 12:00 | 43466.5 | 28.8
2019-01-01 13:00 | 43466.5417 | 97.2
2019-01-01 14:00 | 43466.5833 | 259.2
2019-01-01 15:00 | 43466.625 | 277.2
2019-01-01 16:00 | 43466.6667 | 918
2019-01-01 17:00 | 43466.7083 | 262.8
2019-01-01 18:00 | 43466.75 | 0
2019-01-01 19:00 | 43466.7917 | 0
2019-01-01 20:00 | 43466.8333 | 0
2019-01-01 21:00 | 43466.875 | 0
2019-01-01 22:00 | 43466.9167 | 0
2019-01-01 23:00 | 43466.9583 | 0
2019-01-02 | 43467 | 0
2019-01-02 01:00 | 43467.0417 | 0
2019-01-02 02:00 | 43467.0833 | 0
2019-01-02 03:00 | 43467.125 | 0
2019-01-02 04:00 | 43467.1667 | 0
2019-01-02 05:00 | 43467.2083 | 0
2019-01-02 06:00 | 43467.25 | 0
2019-01-02 07:00 | 43467.2917 | 0
2019-01-02 08:00 | 43467.3333 | 0
2019-01-02 09:00 | 43467.375 | 0
2019-01-02 10:00 | 43467.4167 | 0
2019-01-02 11:00 | 43467.4583 | 21.6
2019-01-02 12:00 | 43467.5 | 36
2019-01-02 13:00 | 43467.5417 | 86.4
2019-01-02 14:00 | 43467.5833 | 82.8
2019-01-02 15:00 | 43467.625 | 64.8
2019-01-02 16:00 | 43467.6667 | 7.2
2019-01-02 17:00 | 43467.7083 | 0
2019-01-02 18:00 | 43467.75 | 0
2019-01-02 19:00 | 43467.7917 | 0
2019-01-02 20:00 | 43467.8333 | 0
2019-01-02 21:00 | 43467.875 | 0
2019-01-02 22:00 | 43467.9167 | 0
2019-01-02 23:00 | 43467.9583 | 0
2019-01-03 | 43468 | 0
2019-01-03 01:00 | 43468.0417 | 0
2019-01-03 02:00 | 43468.0833 | 0
2019-01-03 03:00 | 43468.125 | 0
2019-01-03 04:00 | 43468.1667 | 0
2019-01-03 05:00 | 43468.2083 | 0
2019-01-03 06:00 | 43468.25 | 0
2019-01-03 07:00 | 43468.2917 | 0
2019-01-03 08:00 | 43468.3333 | 0
2019-01-03 09:00 | 43468.375 | 0
2019-01-03 10:00 | 43468.4167 | 0
2019-01-03 11:00 | 43468.4583 | 0
2019-01-03 12:00 | 43468.5 | 50.4
2019-01-03 13:00 | 43468.5417 | 61.2
2019-01-03 14:00 | 43468.5833 | 118.8
2019-01-03 15:00 | 43468.625 | 68.4
2019-01-03 16:00 | 43468.6667 | 10.8
2019-01-03 17:00 | 43468.7083 | 0
2019-01-03 18:00 | 43468.75 | 0
2019-01-03 19:00 | 43468.7917 | 0
2019-01-03 20:00 | 43468.8333 | 0
2019-01-03 21:00 | 43468.875 | 0
2019-01-03 22:00 | 43468.9167 | 0
2019-01-03 23:00 | 43468.9583 | 0
2019-01-04 | 43469 | 0
2019-01-04 01:00 | 43469.0417 | 0
2019-01-04 02:00 | 43469.0833 | 0
2019-01-04 03:00 | 43469.125 | 0
2019-01-04 04:00 | 43469.1667 | 0
2019-01-04 05:00 | 43469.2083 | 0
2019-01-04 06:00 | 43469.25 | 0
2019-01-04 07:00 | 43469.2917 | 0
2019-01-04 08:00 | 43469.3333 | 0
2019-01-04 09:00 | 43469.375 | 0
2019-01-04 10:00 | 43469.4167 | 0
2019-01-04 11:00 | 43469.4583 | 478.8
2019-01-04 12:00 | 43469.5 | 532.8
2019-01-04 13:00 | 43469.5417 | 1728
2019-01-04 14:00 | 43469.5833 | 802.8
2019-01-04 15:00 | 43469.625 | 0
2019-01-04 16:00 | 43469.6667 | 82.8
2019-01-04 17:00 | 43469.7083 | 270
2019-01-04 18:00 | 43469.75 | 0
2019-01-04 19:00 | 43469.7917 | 0
2019-01-04 20:00 | 43469.8333 | 0
2019-01-04 21:00 | 43469.875 | 0
2019-01-04 22:00 | 43469.9167 | 0
2019-01-04 23:00 | 43469.9583 | 0
2019-01-05 | 43470 | 0
2019-01-05 01:00 | 43470.0417 | 0
2019-01-05 02:00 | 43470.0833 | 0
2019-01-05 03:00 | 43470.125 | 0
2019-01-05 04:00 | 43470.1667 | 0
2019-01-05 05:00 | 43470.2083 | 0
2019-01-05 06:00 | 43470.25 | 0
2019-01-05 07:00 | 43470.2917 | 0
2019-01-05 08:00 | 43470.3333 | 0
2019-01-05 09:00 | 43470.375 | 0
2019-01-05 10:00 | 43470.4167 | 0
2019-01-05 11:00 | 43470.4583 | 1350
2019-01-05 12:00 | 43470.5 | 2476.8
2019-01-05 13:00 | 43470.5417 | 2869.2
2019-01-05 14:00 | 43470.5833 | 2970
2019-01-05 15:00 | 43470.625 | 2674.8
2019-01-05 16:00 | 43470.6667 | 1677.6
2019-01-05 17:00 | 43470.7083 | 1162.8
2019-01-05 18:00 | 43470.75 | 0
2019-01-05 19:00 | 43470.7917 | 0
2019-01-05 20:00 | 43470.8333 | 0
2019-01-05 21:00 | 43470.875 | 0
2019-01-05 22:00 | 43470.9167 | 0
2019-01-05 23:00 | 43470.9583 | 0
2019-01-06 | 43471 | 0
2019-01-06 01:00 | 43471.0417 | 0
2019-01-06 02:00 | 43471.0833 | 0
2019-01-06 03:00 | 43471.125 | 0
2019-01-06 04:00 | 43471.1667 | 0
2019-01-06 05:00 | 43471.2083 | 0
2019-01-06 06:00 | 43471.25 | 0
2019-01-06 07:00 | 43471.2917 | 0
2019-01-06 08:00 | 43471.3333 | 0
2019-01-06 09:00 | 43471.375 | 0
2019-01-06 10:00 | 43471.4167 | 0
2019-01-06 11:00 | 43471.4583 | 540
2019-01-06 12:00 | 43471.5 | 565.2
2019-01-06 13:00 | 43471.5417 | 1072.8
2019-01-06 14:00 | 43471.5833 | 630
2019-01-06 15:00 | 43471.625 | 540
2019-01-06 16:00 | 43471.6667 | 417.6
2019-01-06 17:00 | 43471.7083 | 201.6
2019-01-06 18:00 | 43471.75 | 0
2019-01-06 19:00 | 43471.7917 | 0
2019-01-06 20:00 | 43471.8333 | 0
2019-01-06 21:00 | 43471.875 | 0
2019-01-06 22:00 | 43471.9167 | 0
2019-01-06 23:00 | 43471.9583 | 0
2019-01-07 | 43472 | 0
2019-01-07 01:00 | 43472.0417 | 0
2019-01-07 02:00 | 43472.0833 | 0
2019-01-07 03:00 | 43472.125 | 0
2019-01-07 04:00 | 43472.1667 | 0
2019-01-07 05:00 | 43472.2083 | 0
2019-01-07 06:00 | 43472.25 | 0
2019-01-07 07:00 | 43472.2917 | 0
2019-01-07 08:00 | 43472.3333 | 0
2019-01-07 09:00 | 43472.375 | 0
2019-01-07 10:00 | 43472.4167 | 0
2019-01-07 11:00 | 43472.4583 | 190.8
2019-01-07 12:00 | 43472.5 | 270
2019-01-07 13:00 | 43472.5417 | 212.4
2019-01-07 14:00 | 43472.5833 | 216
2019-01-07 15:00 | 43472.625 | 169.2
2019-01-07 16:00 | 43472.6667 | 46.8
2019-01-07 17:00 | 43472.7083 | 50.4
2019-01-07 18:00 | 43472.75 | 0
2019-01-07 19:00 | 43472.7917 | 0
2019-01-07 20:00 | 43472.8333 | 0
2019-01-07 21:00 | 43472.875 | 0
2019-01-07 22:00 | 43472.9167 | 0
2019-01-07 23:00 | 43472.9583 | 0
2019-01-08 | 43473 | 0
2019-01-08 01:00 | 43473.0417 | 0
2019-01-08 02:00 | 43473.0833 | 0
2019-01-08 03:00 | 43473.125 | 0
2019-01-08 04:00 | 43473.1667 | 0
2019-01-08 05:00 | 43473.2083 | 0
2019-01-08 06:00 | 43473.25 | 0
2019-01-08 07:00 | 43473.2917 | 0
2019-01-08 08:00 | 43473.3333 | 0
2019-01-08 09:00 | 43473.375 | 0
2019-01-08 10:00 | 43473.4167 | 0
2019-01-08 11:00 | 43473.4583 | 266.4
2019-01-08 12:00 | 43473.5 | 18
2019-01-08 13:00 | 43473.5417 | 230.4
2019-01-08 14:00 | 43473.5833 | 370.8
2019-01-08 15:00 | 43473.625 | 622.8
2019-01-08 16:00 | 43473.6667 | 82.8
2019-01-08 17:00 | 43473.7083 | 0
2019-01-08 18:00 | 43473.75 | 0
2019-01-08 19:00 | 43473.7917 | 0
2019-01-08 20:00 | 43473.8333 | 0
2019-01-08 21:00 | 43473.875 | 0
2019-01-08 22:00 | 43473.9167 | 0
2019-01-08 23:00 | 43473.9583 | 0
2019-01-09 | 43474 | 0
2019-01-09 01:00 | 43474.0417 | 0
2019-01-09 02:00 | 43474.0833 | 0
2019-01-09 03:00 | 43474.125 | 0
2019-01-09 04:00 | 43474.1667 | 0
2019-01-09 05:00 | 43474.2083 | 0
2019-01-09 06:00 | 43474.25 | 0
2019-01-09 07:00 | 43474.2917 | 0
2019-01-09 08:00 | 43474.3333 | 0
2019-01-09 09:00 | 43474.375 | 0
2019-01-09 10:00 | 43474.4167 | 0
2019-01-09 11:00 | 43474.4583 | 183.6
2019-01-09 12:00 | 43474.5 | 90
2019-01-09 13:00 | 43474.5417 | 450
2019-01-09 14:00 | 43474.5833 | 511.2
2019-01-09 15:00 | 43474.625 | 18
2019-01-09 16:00 | 43474.6667 | 118.8
2019-01-09 17:00 | 43474.7083 | 0
2019-01-09 18:00 | 43474.75 | 0
2019-01-09 19:00 | 43474.7917 | 0
2019-01-09 20:00 | 43474.8333 | 0
2019-01-09 21:00 | 43474.875 | 0
2019-01-09 22:00 | 43474.9167 | 0
2019-01-09 23:00 | 43474.9583 | 0
2019-01-10 | 43475 | 0
2019-01-10 01:00 | 43475.0417 | 0
2019-01-10 02:00 | 43475.0833 | 0
2019-01-10 03:00 | 43475.125 | 0
2019-01-10 04:00 | 43475.1667 | 0
2019-01-10 05:00 | 43475.2083 | 0
2019-01-10 06:00 | 43475.25 | 0
2019-01-10 07:00 | 43475.2917 | 0
2019-01-10 08:00 | 43475.3333 | 0
2019-01-10 09:00 | 43475.375 | 0
2019-01-10 10:00 | 43475.4167 | 0
2019-01-10 11:00 | 43475.4583 | 0
2019-01-10 12:00 | 43475.5 | 0
2019-01-10 13:00 | 43475.5417 | 46.8
2019-01-10 14:00 | 43475.5833 | 68.4
2019-01-10 15:00 | 43475.625 | 723.6
2019-01-10 16:00 | 43475.6667 | 478.8
2019-01-10 17:00 | 43475.7083 | 838.8
2019-01-10 18:00 | 43475.75 | 0
2019-01-10 19:00 | 43475.7917 | 0
2019-01-10 20:00 | 43475.8333 | 0
2019-01-10 21:00 | 43475.875 | 0
2019-01-10 22:00 | 43475.9167 | 0
2019-01-10 23:00 | 43475.9583 | 0
2019-01-11 | 43476 | 0
2019-01-11 01:00 | 43476.0417 | 0
2019-01-11 02:00 | 43476.0833 | 0
2019-01-11 03:00 | 43476.125 | 0
2019-01-11 04:00 | 43476.1667 | 0
2019-01-11 05:00 | 43476.2083 | 0
2019-01-11 06:00 | 43476.25 | 0
2019-01-11 07:00 | 43476.2917 | 0
2019-01-11 08:00 | 43476.3333 | 0
2019-01-11 09:00 | 43476.375 | 0
2019-01-11 10:00 | 43476.4167 | 122.4
2019-01-11 11:00 | 43476.4583 | 342
2019-01-11 12:00 | 43476.5 | 810
2019-01-11 13:00 | 43476.5417 | 460.8
2019-01-11 14:00 | 43476.5833 | 381.6
2019-01-11 15:00 | 43476.625 | 1767.6
2019-01-11 16:00 | 43476.6667 | 2476.8
2019-01-11 17:00 | 43476.7083 | 2368.8
2019-01-11 18:00 | 43476.75 | 1699.2
2019-01-11 19:00 | 43476.7917 | 0
2019-01-11 20:00 | 43476.8333 | 0
2019-01-11 21:00 | 43476.875 | 0
2019-01-11 22:00 | 43476.9167 | 0
2019-01-11 23:00 | 43476.9583 | 0
2019-01-12 | 43477 | 0
2019-01-12 01:00 | 43477.0417 | 0
2019-01-12 02:00 | 43477.0833 | 0
2019-01-12 03:00 | 43477.125 | 0
2019-01-12 04:00 | 43477.1667 | 0
2019-01-12 05:00 | 43477.2083 | 0
2019-01-12 06:00 | 43477.25 | 0
2019-01-12 07:00 | 43477.2917 | 0
2019-01-12 08:00 | 43477.3333 | 0
2019-01-12 09:00 | 43477.375 | 0
2019-01-12 10:00 | 43477.4167 | 532.8
2019-01-12 11:00 | 43477.4583 | 252
2019-01-12 12:00 | 43477.5 | 21.6
2019-01-12 13:00 | 43477.5417 | 64.8
2019-01-12 14:00 | 43477.5833 | 1047.6
2019-01-12 15:00 | 43477.625 | 1396.8
2019-01-12 16:00 | 43477.6667 | 1699.2
2019-01-12 17:00 | 43477.7083 | 1832.4
2019-01-12 18:00 | 43477.75 | 1713.6
2019-01-12 19:00 | 43477.7917 | 0
2019-01-12 20:00 | 43477.8333 | 0
2019-01-12 21:00 | 43477.875 | 0
2019-01-12 22:00 | 43477.9167 | 0
2019-01-12 23:00 | 43477.9583 | 0
2019-01-13 | 43478 | 0
2019-01-13 01:00 | 43478.0417 | 0
2019-01-13 02:00 | 43478.0833 | 0
2019-01-13 03:00 | 43478.125 | 0
2019-01-13 04:00 | 43478.1667 | 0
2019-01-13 05:00 | 43478.2083 | 0
2019-01-13 06:00 | 43478.25 | 0
2019-01-13 07:00 | 43478.2917 | 0
2019-01-13 08:00 | 43478.3333 | 0
2019-01-13 09:00 | 43478.375 | 0
2019-01-13 10:00 | 43478.4167 | 86.4
2019-01-13 11:00 | 43478.4583 | 370.8
2019-01-13 12:00 | 43478.5 | 302.4
2019-01-13 13:00 | 43478.5417 | 442.8
2019-01-13 14:00 | 43478.5833 | 1706.4
2019-01-13 15:00 | 43478.625 | 2358
2019-01-13 16:00 | 43478.6667 | 1857.6
2019-01-13 17:00 | 43478.7083 | 2062.8
2019-01-13 18:00 | 43478.75 | 1638
2019-01-13 19:00 | 43478.7917 | 0
2019-01-13 20:00 | 43478.8333 | 0
2019-01-13 21:00 | 43478.875 | 0
2019-01-13 22:00 | 43478.9167 | 0
2019-01-13 23:00 | 43478.9583 | 0
2019-01-14 | 43479 | 0
2019-01-14 01:00 | 43479.0417 | 0
2019-01-14 02:00 | 43479.0833 | 0
2019-01-14 03:00 | 43479.125 | 0
2019-01-14 04:00 | 43479.1667 | 0
2019-01-14 05:00 | 43479.2083 | 0
2019-01-14 06:00 | 43479.25 | 0
2019-01-14 07:00 | 43479.2917 | 0
2019-01-14 08:00 | 43479.3333 | 0
2019-01-14 09:00 | 43479.375 | 0
2019-01-14 10:00 | 43479.4167 | 669.6
2019-01-14 11:00 | 43479.4583 | 154.8
2019-01-14 12:00 | 43479.5 | 266.4
2019-01-14 13:00 | 43479.5417 | 1083.6
2019-01-14 14:00 | 43479.5833 | 356.4
2019-01-14 15:00 | 43479.625 | 169.2
2019-01-14 16:00 | 43479.6667 | 0
2019-01-14 17:00 | 43479.7083 | 0
2019-01-14 18:00 | 43479.75 | 0
2019-01-14 19:00 | 43479.7917 | 0
2019-01-14 20:00 | 43479.8333 | 0
2019-01-14 21:00 | 43479.875 | 0
2019-01-14 22:00 | 43479.9167 | 0
2019-01-14 23:00 | 43479.9583 | 0
2019-01-15 | 43480 | 0
2019-01-15 01:00 | 43480.0417 | 0
2019-01-15 02:00 | 43480.0833 | 0
2019-01-15 03:00 | 43480.125 | 0
2019-01-15 04:00 | 43480.1667 | 0
2019-01-15 05:00 | 43480.2083 | 0
2019-01-15 06:00 | 43480.25 | 0
2019-01-15 07:00 | 43480.2917 | 0
2019-01-15 08:00 | 43480.3333 | 0
2019-01-15 09:00 | 43480.375 | 0
2019-01-15 10:00 | 43480.4167 | 0
2019-01-15 11:00 | 43480.4583 | 0
2019-01-15 12:00 | 43480.5 | 0
2019-01-15 13:00 | 43480.5417 | 0
2019-01-15 14:00 | 43480.5833 | 21.6
2019-01-15 15:00 | 43480.625 | 0
2019-01-15 16:00 | 43480.6667 | 57.6
2019-01-15 17:00 | 43480.7083 | 0
2019-01-15 18:00 | 43480.75 | 0
2019-01-15 19:00 | 43480.7917 | 0
2019-01-15 20:00 | 43480.8333 | 0
2019-01-15 21:00 | 43480.875 | 0
2019-01-15 22:00 | 43480.9167 | 0
2019-01-15 23:00 | 43480.9583 | 0
2019-01-16 | 43481 | 0
2019-01-16 01:00 | 43481.0417 | 0
2019-01-16 02:00 | 43481.0833 | 0
2019-01-16 03:00 | 43481.125 | 0
2019-01-16 04:00 | 43481.1667 | 0
2019-01-16 05:00 | 43481.2083 | 0
2019-01-16 06:00 | 43481.25 | 0
2019-01-16 07:00 | 43481.2917 | 0
2019-01-16 08:00 | 43481.3333 | 0
2019-01-16 09:00 | 43481.375 | 0
2019-01-16 10:00 | 43481.4167 | 0
2019-01-16 11:00 | 43481.4583 | 0
2019-01-16 12:00 | 43481.5 | 0
2019-01-16 13:00 | 43481.5417 | 0
2019-01-16 14:00 | 43481.5833 | 882
2019-01-16 15:00 | 43481.625 | 583.2
2019-01-16 16:00 | 43481.6667 | 1033.2
2019-01-16 17:00 | 43481.7083 | 964.8
2019-01-16 18:00 | 43481.75 | 687.6
2019-01-16 19:00 | 43481.7917 | 0
2019-01-16 20:00 | 43481.8333 | 0
2019-01-16 21:00 | 43481.875 | 0
2019-01-16 22:00 | 43481.9167 | 0
2019-01-16 23:00 | 43481.9583 | 0
2019-01-17 | 43482 | 0
2019-01-17 01:00 | 43482.0417 | 0
2019-01-17 02:00 | 43482.0833 | 0
2019-01-17 03:00 | 43482.125 | 0
2019-01-17 04:00 | 43482.1667 | 0
2019-01-17 05:00 | 43482.2083 | 0
2019-01-17 06:00 | 43482.25 | 0
2019-01-17 07:00 | 43482.2917 | 0
2019-01-17 08:00 | 43482.3333 | 0
2019-01-17 09:00 | 43482.375 | 0
2019-01-17 10:00 | 43482.4167 | 860.4
2019-01-17 11:00 | 43482.4583 | 1710
2019-01-17 12:00 | 43482.5 | 1846.8
2019-01-17 13:00 | 43482.5417 | 1108.8
2019-01-17 14:00 | 43482.5833 | 100.8
2019-01-17 15:00 | 43482.625 | 0
2019-01-17 16:00 | 43482.6667 | 442.8
2019-01-17 17:00 | 43482.7083 | 0
2019-01-17 18:00 | 43482.75 | 0
2019-01-17 19:00 | 43482.7917 | 0
2019-01-17 20:00 | 43482.8333 | 0
2019-01-17 21:00 | 43482.875 | 0
2019-01-17 22:00 | 43482.9167 | 0
2019-01-17 23:00 | 43482.9583 | 0
2019-01-18 | 43483 | 0
2019-01-18 01:00 | 43483.0417 | 0
2019-01-18 02:00 | 43483.0833 | 0
2019-01-18 03:00 | 43483.125 | 0
2019-01-18 04:00 | 43483.1667 | 0
2019-01-18 05:00 | 43483.2083 | 0
2019-01-18 06:00 | 43483.25 | 0
2019-01-18 07:00 | 43483.2917 | 0
2019-01-18 08:00 | 43483.3333 | 0
2019-01-18 09:00 | 43483.375 | 0
2019-01-18 10:00 | 43483.4167 | 511.2
2019-01-18 11:00 | 43483.4583 | 0
2019-01-18 12:00 | 43483.5 | 0
2019-01-18 13:00 | 43483.5417 | 0
2019-01-18 14:00 | 43483.5833 | 244.8
2019-01-18 15:00 | 43483.625 | 626.4
2019-01-18 16:00 | 43483.6667 | 1425.6
2019-01-18 17:00 | 43483.7083 | 1929.6
2019-01-18 18:00 | 43483.75 | 579.6
2019-01-18 19:00 | 43483.7917 | 0
2019-01-18 20:00 | 43483.8333 | 0
2019-01-18 21:00 | 43483.875 | 0
2019-01-18 22:00 | 43483.9167 | 0
2019-01-18 23:00 | 43483.9583 | 0
2019-01-19 | 43484 | 0
2019-01-19 01:00 | 43484.0417 | 0
2019-01-19 02:00 | 43484.0833 | 0
2019-01-19 03:00 | 43484.125 | 0
2019-01-19 04:00 | 43484.1667 | 0
2019-01-19 05:00 | 43484.2083 | 0
2019-01-19 06:00 | 43484.25 | 0
2019-01-19 07:00 | 43484.2917 | 0
2019-01-19 08:00 | 43484.3333 | 0
2019-01-19 09:00 | 43484.375 | 0
2019-01-19 10:00 | 43484.4167 | 410.4
2019-01-19 11:00 | 43484.4583 | 550.8
2019-01-19 12:00 | 43484.5 | 633.6
2019-01-19 13:00 | 43484.5417 | 1335.6
2019-01-19 14:00 | 43484.5833 | 802.8
2019-01-19 15:00 | 43484.625 | 0
2019-01-19 16:00 | 43484.6667 | 381.6
2019-01-19 17:00 | 43484.7083 | 1436.4
2019-01-19 18:00 | 43484.75 | 25.2
2019-01-19 19:00 | 43484.7917 | 0
2019-01-19 20:00 | 43484.8333 | 0
2019-01-19 21:00 | 43484.875 | 0
2019-01-19 22:00 | 43484.9167 | 0
2019-01-19 23:00 | 43484.9583 | 0
2019-01-20 | 43485 | 0
2019-01-20 01:00 | 43485.0417 | 0
2019-01-20 02:00 | 43485.0833 | 0
2019-01-20 03:00 | 43485.125 | 0
2019-01-20 04:00 | 43485.1667 | 0
2019-01-20 05:00 | 43485.2083 | 0
2019-01-20 06:00 | 43485.25 | 0
2019-01-20 07:00 | 43485.2917 | 0
2019-01-20 08:00 | 43485.3333 | 0
2019-01-20 09:00 | 43485.375 | 0
2019-01-20 10:00 | 43485.4167 | 1173.6
2019-01-20 11:00 | 43485.4583 | 1454.4
2019-01-20 12:00 | 43485.5 | 1688.4
2019-01-20 13:00 | 43485.5417 | 1443.6
2019-01-20 14:00 | 43485.5833 | 1083.6
2019-01-20 15:00 | 43485.625 | 2548.8
2019-01-20 16:00 | 43485.6667 | 2055.6
2019-01-20 17:00 | 43485.7083 | 684
2019-01-20 18:00 | 43485.75 | 0
2019-01-20 19:00 | 43485.7917 | 0
2019-01-20 20:00 | 43485.8333 | 0
2019-01-20 21:00 | 43485.875 | 0
2019-01-20 22:00 | 43485.9167 | 0
2019-01-20 23:00 | 43485.9583 | 0
2019-01-21 | 43486 | 0
2019-01-21 01:00 | 43486.0417 | 0
2019-01-21 02:00 | 43486.0833 | 0
2019-01-21 03:00 | 43486.125 | 0
2019-01-21 04:00 | 43486.1667 | 0
2019-01-21 05:00 | 43486.2083 | 0
2019-01-21 06:00 | 43486.25 | 0
2019-01-21 07:00 | 43486.2917 | 0
2019-01-21 08:00 | 43486.3333 | 0
2019-01-21 09:00 | 43486.375 | 0
2019-01-21 10:00 | 43486.4167 | 936
2019-01-21 11:00 | 43486.4583 | 982.8
2019-01-21 12:00 | 43486.5 | 424.8
2019-01-21 13:00 | 43486.5417 | 1047.6
2019-01-21 14:00 | 43486.5833 | 1648.8
2019-01-21 15:00 | 43486.625 | 1357.2
2019-01-21 16:00 | 43486.6667 | 2289.6
2019-01-21 17:00 | 43486.7083 | 2620.8
2019-01-21 18:00 | 43486.75 | 1778.4
2019-01-21 19:00 | 43486.7917 | 0
2019-01-21 20:00 | 43486.8333 | 0
2019-01-21 21:00 | 43486.875 | 0
2019-01-21 22:00 | 43486.9167 | 0
2019-01-21 23:00 | 43486.9583 | 0
2019-01-22 | 43487 | 0
2019-01-22 01:00 | 43487.0417 | 0
2019-01-22 02:00 | 43487.0833 | 0
2019-01-22 03:00 | 43487.125 | 0
2019-01-22 04:00 | 43487.1667 | 0
2019-01-22 05:00 | 43487.2083 | 0
2019-01-22 06:00 | 43487.25 | 0
2019-01-22 07:00 | 43487.2917 | 0
2019-01-22 08:00 | 43487.3333 | 0
2019-01-22 09:00 | 43487.375 | 0
2019-01-22 10:00 | 43487.4167 | 0
2019-01-22 11:00 | 43487.4583 | 248.4
2019-01-22 12:00 | 43487.5 | 363.6
2019-01-22 13:00 | 43487.5417 | 180
2019-01-22 14:00 | 43487.5833 | 82.8
2019-01-22 15:00 | 43487.625 | 133.2
2019-01-22 16:00 | 43487.6667 | 666
2019-01-22 17:00 | 43487.7083 | 0
2019-01-22 18:00 | 43487.75 | 0
2019-01-22 19:00 | 43487.7917 | 0
2019-01-22 20:00 | 43487.8333 | 0
2019-01-22 21:00 | 43487.875 | 0
2019-01-22 22:00 | 43487.9167 | 0
2019-01-22 23:00 | 43487.9583 | 0
2019-01-23 | 43488 | 0
2019-01-23 01:00 | 43488.0417 | 0
2019-01-23 02:00 | 43488.0833 | 0
2019-01-23 03:00 | 43488.125 | 0
2019-01-23 04:00 | 43488.1667 | 0
2019-01-23 05:00 | 43488.2083 | 0
2019-01-23 06:00 | 43488.25 | 0
2019-01-23 07:00 | 43488.2917 | 0
2019-01-23 08:00 | 43488.3333 | 0
2019-01-23 09:00 | 43488.375 | 0
2019-01-23 10:00 | 43488.4167 | 0
2019-01-23 11:00 | 43488.4583 | 0
2019-01-23 12:00 | 43488.5 | 0
2019-01-23 13:00 | 43488.5417 | 0
2019-01-23 14:00 | 43488.5833 | 0
2019-01-23 15:00 | 43488.625 | 0
2019-01-23 16:00 | 43488.6667 | 0
2019-01-23 17:00 | 43488.7083 | 0
2019-01-23 18:00 | 43488.75 | 0
2019-01-23 19:00 | 43488.7917 | 0
2019-01-23 20:00 | 43488.8333 | 0
2019-01-23 21:00 | 43488.875 | 0
2019-01-23 22:00 | 43488.9167 | 0
2019-01-23 23:00 | 43488.9583 | 0
2019-01-24 | 43489 | 0
2019-01-24 01:00 | 43489.0417 | 0
2019-01-24 02:00 | 43489.0833 | 0
2019-01-24 03:00 | 43489.125 | 0
2019-01-24 04:00 | 43489.1667 | 0
2019-01-24 05:00 | 43489.2083 | 0
2019-01-24 06:00 | 43489.25 | 0
2019-01-24 07:00 | 43489.2917 | 0
2019-01-24 08:00 | 43489.3333 | 0
2019-01-24 09:00 | 43489.375 | 0
2019-01-24 10:00 | 43489.4167 | 0
2019-01-24 11:00 | 43489.4583 | 0
2019-01-24 12:00 | 43489.5 | 0
2019-01-24 13:00 | 43489.5417 | 0
2019-01-24 14:00 | 43489.5833 | 0
2019-01-24 15:00 | 43489.625 | 0
2019-01-24 16:00 | 43489.6667 | 0
2019-01-24 17:00 | 43489.7083 | 0
2019-01-24 18:00 | 43489.75 | 0
2019-01-24 19:00 | 43489.7917 | 0
2019-01-24 20:00 | 43489.8333 | 0
2019-01-24 21:00 | 43489.875 | 0
2019-01-24 22:00 | 43489.9167 | 0
2019-01-24 23:00 | 43489.9583 | 0
2019-01-25 | 43490 | 0
2019-01-25 01:00 | 43490.0417 | 0
2019-01-25 02:00 | 43490.0833 | 0
2019-01-25 03:00 | 43490.125 | 0
2019-01-25 04:00 | 43490.1667 | 0
2019-01-25 05:00 | 43490.2083 | 0
2019-01-25 06:00 | 43490.25 | 0
2019-01-25 07:00 | 43490.2917 | 0
2019-01-25 08:00 | 43490.3333 | 0
2019-01-25 09:00 | 43490.375 | 0
2019-01-25 10:00 | 43490.4167 | 0
2019-01-25 11:00 | 43490.4583 | 216
2019-01-25 12:00 | 43490.5 | 1195.2
2019-01-25 13:00 | 43490.5417 | 615.6
2019-01-25 14:00 | 43490.5833 | 2404.8
2019-01-25 15:00 | 43490.625 | 2552.4
2019-01-25 16:00 | 43490.6667 | 1530
2019-01-25 17:00 | 43490.7083 | 1807.2
2019-01-25 18:00 | 43490.75 | 1508.4
2019-01-25 19:00 | 43490.7917 | 0
2019-01-25 20:00 | 43490.8333 | 0
2019-01-25 21:00 | 43490.875 | 0
2019-01-25 22:00 | 43490.9167 | 0
2019-01-25 23:00 | 43490.9583 | 0
2019-01-26 | 43491 | 0
2019-01-26 01:00 | 43491.0417 | 0
2019-01-26 02:00 | 43491.0833 | 0
2019-01-26 03:00 | 43491.125 | 0
2019-01-26 04:00 | 43491.1667 | 0
2019-01-26 05:00 | 43491.2083 | 0
2019-01-26 06:00 | 43491.25 | 0
2019-01-26 07:00 | 43491.2917 | 0
2019-01-26 08:00 | 43491.3333 | 0
2019-01-26 09:00 | 43491.375 | 0
2019-01-26 10:00 | 43491.4167 | 1026
2019-01-26 11:00 | 43491.4583 | 1681.2
2019-01-26 12:00 | 43491.5 | 1821.6
2019-01-26 13:00 | 43491.5417 | 1969.2
2019-01-26 14:00 | 43491.5833 | 1980
2019-01-26 15:00 | 43491.625 | 1850.4
2019-01-26 16:00 | 43491.6667 | 1688.4
2019-01-26 17:00 | 43491.7083 | 1501.2
2019-01-26 18:00 | 43491.75 | 892.8
2019-01-26 19:00 | 43491.7917 | 0
2019-01-26 20:00 | 43491.8333 | 0
2019-01-26 21:00 | 43491.875 | 0
2019-01-26 22:00 | 43491.9167 | 0
2019-01-26 23:00 | 43491.9583 | 0
2019-01-27 | 43492 | 0
2019-01-27 01:00 | 43492.0417 | 0
2019-01-27 02:00 | 43492.0833 | 0
2019-01-27 03:00 | 43492.125 | 0
2019-01-27 04:00 | 43492.1667 | 0
2019-01-27 05:00 | 43492.2083 | 0
2019-01-27 06:00 | 43492.25 | 0
2019-01-27 07:00 | 43492.2917 | 0
2019-01-27 08:00 | 43492.3333 | 0
2019-01-27 09:00 | 43492.375 | 0
2019-01-27 10:00 | 43492.4167 | 1321.2
2019-01-27 11:00 | 43492.4583 | 2412
2019-01-27 12:00 | 43492.5 | 2926.8
2019-01-27 13:00 | 43492.5417 | 3175.2
2019-01-27 14:00 | 43492.5833 | 3020.4
2019-01-27 15:00 | 43492.625 | 2833.2
2019-01-27 16:00 | 43492.6667 | 2541.6
2019-01-27 17:00 | 43492.7083 | 1904.4
2019-01-27 18:00 | 43492.75 | 997.2
2019-01-27 19:00 | 43492.7917 | 0
2019-01-27 20:00 | 43492.8333 | 0
2019-01-27 21:00 | 43492.875 | 0
2019-01-27 22:00 | 43492.9167 | 0
2019-01-27 23:00 | 43492.9583 | 0
2019-01-28 | 43493 | 0
2019-01-28 01:00 | 43493.0417 | 0
2019-01-28 02:00 | 43493.0833 | 0
2019-01-28 03:00 | 43493.125 | 0
2019-01-28 04:00 | 43493.1667 | 0
2019-01-28 05:00 | 43493.2083 | 0
2019-01-28 06:00 | 43493.25 | 0
2019-01-28 07:00 | 43493.2917 | 0
2019-01-28 08:00 | 43493.3333 | 0
2019-01-28 09:00 | 43493.375 | 0
2019-01-28 10:00 | 43493.4167 | 165.6
2019-01-28 11:00 | 43493.4583 | 302.4
2019-01-28 12:00 | 43493.5 | 277.2
2019-01-28 13:00 | 43493.5417 | 424.8
2019-01-28 14:00 | 43493.5833 | 367.2
2019-01-28 15:00 | 43493.625 | 262.8
2019-01-28 16:00 | 43493.6667 | 363.6
2019-01-28 17:00 | 43493.7083 | 183.6
2019-01-28 18:00 | 43493.75 | 75.6
2019-01-28 19:00 | 43493.7917 | 0
2019-01-28 20:00 | 43493.8333 | 0
2019-01-28 21:00 | 43493.875 | 0
2019-01-28 22:00 | 43493.9167 | 0
2019-01-28 23:00 | 43493.9583 | 0
2019-01-29 | 43494 | 0
2019-01-29 01:00 | 43494.0417 | 0
2019-01-29 02:00 | 43494.0833 | 0
2019-01-29 03:00 | 43494.125 | 0
2019-01-29 04:00 | 43494.1667 | 0
2019-01-29 05:00 | 43494.2083 | 0
2019-01-29 06:00 | 43494.25 | 0
2019-01-29 07:00 | 43494.2917 | 0
2019-01-29 08:00 | 43494.3333 | 0
2019-01-29 09:00 | 43494.375 | 0
2019-01-29 10:00 | 43494.4167 | 896.4
2019-01-29 11:00 | 43494.4583 | 1602
2019-01-29 12:00 | 43494.5 | 1702.8
2019-01-29 13:00 | 43494.5417 | 2152.8
2019-01-29 14:00 | 43494.5833 | 2332.8
2019-01-29 15:00 | 43494.625 | 2570.4
2019-01-29 16:00 | 43494.6667 | 2469.6
2019-01-29 17:00 | 43494.7083 | 1782
2019-01-29 18:00 | 43494.75 | 1011.6
2019-01-29 19:00 | 43494.7917 | 0
2019-01-29 20:00 | 43494.8333 | 0
2019-01-29 21:00 | 43494.875 | 0
2019-01-29 22:00 | 43494.9167 | 0
2019-01-29 23:00 | 43494.9583 | 0
2019-01-30 | 43495 | 0
2019-01-30 01:00 | 43495.0417 | 0
2019-01-30 02:00 | 43495.0833 | 0
2019-01-30 03:00 | 43495.125 | 0
2019-01-30 04:00 | 43495.1667 | 0
2019-01-30 05:00 | 43495.2083 | 0
2019-01-30 06:00 | 43495.25 | 0
2019-01-30 07:00 | 43495.2917 | 0
2019-01-30 08:00 | 43495.3333 | 0
2019-01-30 09:00 | 43495.375 | 0
2019-01-30 10:00 | 43495.4167 | 1008
2019-01-30 11:00 | 43495.4583 | 1314
2019-01-30 12:00 | 43495.5 | 990
2019-01-30 13:00 | 43495.5417 | 396
2019-01-30 14:00 | 43495.5833 | 673.2
2019-01-30 15:00 | 43495.625 | 1731.6
2019-01-30 16:00 | 43495.6667 | 1623.6
2019-01-30 17:00 | 43495.7083 | 1638
2019-01-30 18:00 | 43495.75 | 633.6
2019-01-30 19:00 | 43495.7917 | 0
2019-01-30 20:00 | 43495.8333 | 0
2019-01-30 21:00 | 43495.875 | 0
2019-01-30 22:00 | 43495.9167 | 0
2019-01-30 23:00 | 43495.9583 | 0
2019-01-31 | 43496 | 0
2019-01-31 01:00 | 43496.0417 | 0
2019-01-31 02:00 | 43496.0833 | 0
2019-01-31 03:00 | 43496.125 | 0
2019-01-31 04:00 | 43496.1667 | 0
2019-01-31 05:00 | 43496.2083 | 0
2019-01-31 06:00 | 43496.25 | 0
2019-01-31 07:00 | 43496.2917 | 0
2019-01-31 08:00 | 43496.3333 | 0
2019-01-31 09:00 | 43496.375 | 0
2019-01-31 10:00 | 43496.4167 | 932.4
2019-01-31 11:00 | 43496.4583 | 1630.8
2019-01-31 12:00 | 43496.5 | 2160
2019-01-31 13:00 | 43496.5417 | 2131.2
2019-01-31 14:00 | 43496.5833 | 2386.8
2019-01-31 15:00 | 43496.625 | 2577.6
2019-01-31 16:00 | 43496.6667 | 2192.4
2019-01-31 17:00 | 43496.7083 | 1954.8
2019-01-31 18:00 | 43496.75 | 1126.8
2019-01-31 19:00 | 43496.7917 | 0
2019-01-31 20:00 | 43496.8333 | 0
2019-01-31 21:00 | 43496.875 | 0
2019-01-31 22:00 | 43496.9167 | 0
2019-01-31 23:00 | 43496.9583 | 0
2019-02-01 | 43497 | 0
2019-02-01 01:00 | 43497.0417 | 0
2019-02-01 02:00 | 43497.0833 | 0
2019-02-01 03:00 | 43497.125 | 0
2019-02-01 04:00 | 43497.1667 | 0
2019-02-01 05:00 | 43497.2083 | 0
2019-02-01 06:00 | 43497.25 | 0
2019-02-01 07:00 | 43497.2917 | 0
2019-02-01 08:00 | 43497.3333 | 0
2019-02-01 09:00 | 43497.375 | 0
2019-02-01 10:00 | 43497.4167 | 889.2
2019-02-01 11:00 | 43497.4583 | 1857.6
2019-02-01 12:00 | 43497.5 | 2350.8
2019-02-01 13:00 | 43497.5417 | 2584.8
2019-02-01 14:00 | 43497.5833 | 2671.2
2019-02-01 15:00 | 43497.625 | 2750.4
2019-02-01 16:00 | 43497.6667 | 2599.2
2019-02-01 17:00 | 43497.7083 | 2232
2019-02-01 18:00 | 43497.75 | 1591.2
2019-02-01 19:00 | 43497.7917 | 0
2019-02-01 20:00 | 43497.8333 | 0
2019-02-01 21:00 | 43497.875 | 0
2019-02-01 22:00 | 43497.9167 | 0
2019-02-01 23:00 | 43497.9583 | 0
2019-02-02 | 43498 | 0
2019-02-02 01:00 | 43498.0417 | 0
2019-02-02 02:00 | 43498.0833 | 0
2019-02-02 03:00 | 43498.125 | 0
2019-02-02 04:00 | 43498.1667 | 0
2019-02-02 05:00 | 43498.2083 | 0
2019-02-02 06:00 | 43498.25 | 0
2019-02-02 07:00 | 43498.2917 | 0
2019-02-02 08:00 | 43498.3333 | 0
2019-02-02 09:00 | 43498.375 | 0
2019-02-02 10:00 | 43498.4167 | 1288.8
2019-02-02 11:00 | 43498.4583 | 1962
2019-02-02 12:00 | 43498.5 | 2358
2019-02-02 13:00 | 43498.5417 | 2786.4
2019-02-02 14:00 | 43498.5833 | 2959.2
2019-02-02 15:00 | 43498.625 | 2998.8
2019-02-02 16:00 | 43498.6667 | 2844
2019-02-02 17:00 | 43498.7083 | 2368.8
2019-02-02 18:00 | 43498.75 | 1688.4
2019-02-02 19:00 | 43498.7917 | 0
2019-02-02 20:00 | 43498.8333 | 0
2019-02-02 21:00 | 43498.875 | 0
2019-02-02 22:00 | 43498.9167 | 0
2019-02-02 23:00 | 43498.9583 | 0
2019-02-03 | 43499 | 0
2019-02-03 01:00 | 43499.0417 | 0
2019-02-03 02:00 | 43499.0833 | 0
2019-02-03 03:00 | 43499.125 | 0
2019-02-03 04:00 | 43499.1667 | 0
2019-02-03 05:00 | 43499.2083 | 0
2019-02-03 06:00 | 43499.25 | 0
2019-02-03 07:00 | 43499.2917 | 0
2019-02-03 08:00 | 43499.3333 | 0
2019-02-03 09:00 | 43499.375 | 0
2019-02-03 10:00 | 43499.4167 | 0
2019-02-03 11:00 | 43499.4583 | 0
2019-02-03 12:00 | 43499.5 | 3.6
2019-02-03 13:00 | 43499.5417 | 21.6
2019-02-03 14:00 | 43499.5833 | 43.2
2019-02-03 15:00 | 43499.625 | 54
2019-02-03 16:00 | 43499.6667 | 36
2019-02-03 17:00 | 43499.7083 | 0
2019-02-03 18:00 | 43499.75 | 0
2019-02-03 19:00 | 43499.7917 | 0
2019-02-03 20:00 | 43499.8333 | 0
2019-02-03 21:00 | 43499.875 | 0
2019-02-03 22:00 | 43499.9167 | 0
2019-02-03 23:00 | 43499.9583 | 0
2019-02-04 | 43500 | 0
2019-02-04 01:00 | 43500.0417 | 0
2019-02-04 02:00 | 43500.0833 | 0
2019-02-04 03:00 | 43500.125 | 0
2019-02-04 04:00 | 43500.1667 | 0
2019-02-04 05:00 | 43500.2083 | 0
2019-02-04 06:00 | 43500.25 | 0
2019-02-04 07:00 | 43500.2917 | 0
2019-02-04 08:00 | 43500.3333 | 0
2019-02-04 09:00 | 43500.375 | 0
2019-02-04 10:00 | 43500.4167 | 165.6
2019-02-04 11:00 | 43500.4583 | 518.4
2019-02-04 12:00 | 43500.5 | 468
2019-02-04 13:00 | 43500.5417 | 345.6
2019-02-04 14:00 | 43500.5833 | 460.8
2019-02-04 15:00 | 43500.625 | 831.6
2019-02-04 16:00 | 43500.6667 | 277.2
2019-02-04 17:00 | 43500.7083 | 0
2019-02-04 18:00 | 43500.75 | 0
2019-02-04 19:00 | 43500.7917 | 0
2019-02-04 20:00 | 43500.8333 | 0
2019-02-04 21:00 | 43500.875 | 0
2019-02-04 22:00 | 43500.9167 | 0
2019-02-04 23:00 | 43500.9583 | 0
2019-02-05 | 43501 | 0
2019-02-05 01:00 | 43501.0417 | 0
2019-02-05 02:00 | 43501.0833 | 0
2019-02-05 03:00 | 43501.125 | 0
2019-02-05 04:00 | 43501.1667 | 0
2019-02-05 05:00 | 43501.2083 | 0
2019-02-05 06:00 | 43501.25 | 0
2019-02-05 07:00 | 43501.2917 | 0
2019-02-05 08:00 | 43501.3333 | 0
2019-02-05 09:00 | 43501.375 | 0
2019-02-05 10:00 | 43501.4167 | 795.6
2019-02-05 11:00 | 43501.4583 | 1288.8
2019-02-05 12:00 | 43501.5 | 1490.4
2019-02-05 13:00 | 43501.5417 | 1728
2019-02-05 14:00 | 43501.5833 | 1699.2
2019-02-05 15:00 | 43501.625 | 1677.6
2019-02-05 16:00 | 43501.6667 | 1512
2019-02-05 17:00 | 43501.7083 | 1317.6
2019-02-05 18:00 | 43501.75 | 637.2
2019-02-05 19:00 | 43501.7917 | 0
2019-02-05 20:00 | 43501.8333 | 0
2019-02-05 21:00 | 43501.875 | 0
2019-02-05 22:00 | 43501.9167 | 0
2019-02-05 23:00 | 43501.9583 | 0
2019-02-06 | 43502 | 0
2019-02-06 01:00 | 43502.0417 | 0
2019-02-06 02:00 | 43502.0833 | 0
2019-02-06 03:00 | 43502.125 | 0
2019-02-06 04:00 | 43502.1667 | 0
2019-02-06 05:00 | 43502.2083 | 0
2019-02-06 06:00 | 43502.25 | 0
2019-02-06 07:00 | 43502.2917 | 0
2019-02-06 08:00 | 43502.3333 | 0
2019-02-06 09:00 | 43502.375 | 0
2019-02-06 10:00 | 43502.4167 | 1234.8
2019-02-06 11:00 | 43502.4583 | 1465.2
2019-02-06 12:00 | 43502.5 | 2070
2019-02-06 13:00 | 43502.5417 | 2696.4
2019-02-06 14:00 | 43502.5833 | 2372.4
2019-02-06 15:00 | 43502.625 | 1645.2
2019-02-06 16:00 | 43502.6667 | 1958.4
2019-02-06 17:00 | 43502.7083 | 1562.4
2019-02-06 18:00 | 43502.75 | 975.6
2019-02-06 19:00 | 43502.7917 | 0
2019-02-06 20:00 | 43502.8333 | 0
2019-02-06 21:00 | 43502.875 | 0
2019-02-06 22:00 | 43502.9167 | 0
2019-02-06 23:00 | 43502.9583 | 0
2019-02-07 | 43503 | 0
2019-02-07 01:00 | 43503.0417 | 0
2019-02-07 02:00 | 43503.0833 | 0
2019-02-07 03:00 | 43503.125 | 0
2019-02-07 04:00 | 43503.1667 | 0
2019-02-07 05:00 | 43503.2083 | 0
2019-02-07 06:00 | 43503.25 | 0
2019-02-07 07:00 | 43503.2917 | 0
2019-02-07 08:00 | 43503.3333 | 0
2019-02-07 09:00 | 43503.375 | 0
2019-02-07 10:00 | 43503.4167 | 1357.2
2019-02-07 11:00 | 43503.4583 | 1940.4
2019-02-07 12:00 | 43503.5 | 1940.4
2019-02-07 13:00 | 43503.5417 | 471.6
2019-02-07 14:00 | 43503.5833 | 730.8
2019-02-07 15:00 | 43503.625 | 234
2019-02-07 16:00 | 43503.6667 | 32.4
2019-02-07 17:00 | 43503.7083 | 10.8
2019-02-07 18:00 | 43503.75 | 0
2019-02-07 19:00 | 43503.7917 | 0
2019-02-07 20:00 | 43503.8333 | 0
2019-02-07 21:00 | 43503.875 | 0
2019-02-07 22:00 | 43503.9167 | 0
2019-02-07 23:00 | 43503.9583 | 0
2019-02-08 | 43504 | 0
2019-02-08 01:00 | 43504.0417 | 0
2019-02-08 02:00 | 43504.0833 | 0
2019-02-08 03:00 | 43504.125 | 0
2019-02-08 04:00 | 43504.1667 | 0
2019-02-08 05:00 | 43504.2083 | 0
2019-02-08 06:00 | 43504.25 | 0
2019-02-08 07:00 | 43504.2917 | 0
2019-02-08 08:00 | 43504.3333 | 0
2019-02-08 09:00 | 43504.375 | 0
2019-02-08 10:00 | 43504.4167 | 0
2019-02-08 11:00 | 43504.4583 | 0
2019-02-08 12:00 | 43504.5 | 0
2019-02-08 13:00 | 43504.5417 | 0
2019-02-08 14:00 | 43504.5833 | 0
2019-02-08 15:00 | 43504.625 | 0
2019-02-08 16:00 | 43504.6667 | 0
2019-02-08 17:00 | 43504.7083 | 0
2019-02-08 18:00 | 43504.75 | 0
2019-02-08 19:00 | 43504.7917 | 0
2019-02-08 20:00 | 43504.8333 | 0
2019-02-08 21:00 | 43504.875 | 0
2019-02-08 22:00 | 43504.9167 | 0
2019-02-08 23:00 | 43504.9583 | 0
2019-02-09 | 43505 | 0
2019-02-09 01:00 | 43505.0417 | 0
2019-02-09 02:00 | 43505.0833 | 0
2019-02-09 03:00 | 43505.125 | 0
2019-02-09 04:00 | 43505.1667 | 0
2019-02-09 05:00 | 43505.2083 | 0
2019-02-09 06:00 | 43505.25 | 0
2019-02-09 07:00 | 43505.2917 | 0
2019-02-09 08:00 | 43505.3333 | 0
2019-02-09 09:00 | 43505.375 | 0
2019-02-09 10:00 | 43505.4167 | 0
2019-02-09 11:00 | 43505.4583 | 0
2019-02-09 12:00 | 43505.5 | 0
2019-02-09 13:00 | 43505.5417 | 0
2019-02-09 14:00 | 43505.5833 | 234
2019-02-09 15:00 | 43505.625 | 291.6
2019-02-09 16:00 | 43505.6667 | 522
2019-02-09 17:00 | 43505.7083 | 370.8
2019-02-09 18:00 | 43505.75 | 392.4
2019-02-09 19:00 | 43505.7917 | 0
2019-02-09 20:00 | 43505.8333 | 0
2019-02-09 21:00 | 43505.875 | 0
2019-02-09 22:00 | 43505.9167 | 0
2019-02-09 23:00 | 43505.9583 | 0
2019-02-10 | 43506 | 0
2019-02-10 01:00 | 43506.0417 | 0
2019-02-10 02:00 | 43506.0833 | 0
2019-02-10 03:00 | 43506.125 | 0
2019-02-10 04:00 | 43506.1667 | 0
2019-02-10 05:00 | 43506.2083 | 0
2019-02-10 06:00 | 43506.25 | 0
2019-02-10 07:00 | 43506.2917 | 0
2019-02-10 08:00 | 43506.3333 | 0
2019-02-10 09:00 | 43506.375 | 0
2019-02-10 10:00 | 43506.4167 | 0
2019-02-10 11:00 | 43506.4583 | 25.2
2019-02-10 12:00 | 43506.5 | 57.6
2019-02-10 13:00 | 43506.5417 | 72
2019-02-10 14:00 | 43506.5833 | 104.4
2019-02-10 15:00 | 43506.625 | 108
2019-02-10 16:00 | 43506.6667 | 86.4
2019-02-10 17:00 | 43506.7083 | 68.4
2019-02-10 18:00 | 43506.75 | 28.8
2019-02-10 19:00 | 43506.7917 | 0
2019-02-10 20:00 | 43506.8333 | 0
2019-02-10 21:00 | 43506.875 | 0
2019-02-10 22:00 | 43506.9167 | 0
2019-02-10 23:00 | 43506.9583 | 0
2019-02-11 | 43507 | 0
2019-02-11 01:00 | 43507.0417 | 0
2019-02-11 02:00 | 43507.0833 | 0
2019-02-11 03:00 | 43507.125 | 0
2019-02-11 04:00 | 43507.1667 | 0
2019-02-11 05:00 | 43507.2083 | 0
2019-02-11 06:00 | 43507.25 | 0
2019-02-11 07:00 | 43507.2917 | 0
2019-02-11 08:00 | 43507.3333 | 0
2019-02-11 09:00 | 43507.375 | 0
2019-02-11 10:00 | 43507.4167 | 68.4
2019-02-11 11:00 | 43507.4583 | 82.8
2019-02-11 12:00 | 43507.5 | 288
2019-02-11 13:00 | 43507.5417 | 356.4
2019-02-11 14:00 | 43507.5833 | 367.2
2019-02-11 15:00 | 43507.625 | 360
2019-02-11 16:00 | 43507.6667 | 374.4
2019-02-11 17:00 | 43507.7083 | 309.6
2019-02-11 18:00 | 43507.75 | 90
2019-02-11 19:00 | 43507.7917 | 0
2019-02-11 20:00 | 43507.8333 | 0
2019-02-11 21:00 | 43507.875 | 0
2019-02-11 22:00 | 43507.9167 | 0
2019-02-11 23:00 | 43507.9583 | 0
2019-02-12 | 43508 | 0
2019-02-12 01:00 | 43508.0417 | 0
2019-02-12 02:00 | 43508.0833 | 0
2019-02-12 03:00 | 43508.125 | 0
2019-02-12 04:00 | 43508.1667 | 0
2019-02-12 05:00 | 43508.2083 | 0
2019-02-12 06:00 | 43508.25 | 0
2019-02-12 07:00 | 43508.2917 | 0
2019-02-12 08:00 | 43508.3333 | 0
2019-02-12 09:00 | 43508.375 | 0
2019-02-12 10:00 | 43508.4167 | 115.2
2019-02-12 11:00 | 43508.4583 | 68.4
2019-02-12 12:00 | 43508.5 | 57.6
2019-02-12 13:00 | 43508.5417 | 75.6
2019-02-12 14:00 | 43508.5833 | 46.8
2019-02-12 15:00 | 43508.625 | 108
2019-02-12 16:00 | 43508.6667 | 90
2019-02-12 17:00 | 43508.7083 | 54
2019-02-12 18:00 | 43508.75 | 0
2019-02-12 19:00 | 43508.7917 | 0
2019-02-12 20:00 | 43508.8333 | 0
2019-02-12 21:00 | 43508.875 | 0
2019-02-12 22:00 | 43508.9167 | 0
2019-02-12 23:00 | 43508.9583 | 0
2019-02-13 | 43509 | 0
2019-02-13 01:00 | 43509.0417 | 0
2019-02-13 02:00 | 43509.0833 | 0
2019-02-13 03:00 | 43509.125 | 0
2019-02-13 04:00 | 43509.1667 | 0
2019-02-13 05:00 | 43509.2083 | 0
2019-02-13 06:00 | 43509.25 | 0
2019-02-13 07:00 | 43509.2917 | 0
2019-02-13 08:00 | 43509.3333 | 0
2019-02-13 09:00 | 43509.375 | 0
2019-02-13 10:00 | 43509.4167 | 0
2019-02-13 11:00 | 43509.4583 | 0
2019-02-13 12:00 | 43509.5 | 3.6
2019-02-13 13:00 | 43509.5417 | 14.4
2019-02-13 14:00 | 43509.5833 | 21.6
2019-02-13 15:00 | 43509.625 | 14.4
2019-02-13 16:00 | 43509.6667 | 14.4
2019-02-13 17:00 | 43509.7083 | 3.6
2019-02-13 18:00 | 43509.75 | 0
2019-02-13 19:00 | 43509.7917 | 0
2019-02-13 20:00 | 43509.8333 | 0
2019-02-13 21:00 | 43509.875 | 0
2019-02-13 22:00 | 43509.9167 | 0
2019-02-13 23:00 | 43509.9583 | 0
2019-02-14 | 43510 | 0
2019-02-14 01:00 | 43510.0417 | 0
2019-02-14 02:00 | 43510.0833 | 0
2019-02-14 03:00 | 43510.125 | 0
2019-02-14 04:00 | 43510.1667 | 0
2019-02-14 05:00 | 43510.2083 | 0
2019-02-14 06:00 | 43510.25 | 0
2019-02-14 07:00 | 43510.2917 | 0
2019-02-14 08:00 | 43510.3333 | 0
2019-02-14 09:00 | 43510.375 | 0
2019-02-14 10:00 | 43510.4167 | 1033.2
2019-02-14 11:00 | 43510.4583 | 2545.2
2019-02-14 12:00 | 43510.5 | 3006
2019-02-14 13:00 | 43510.5417 | 3218.4
2019-02-14 14:00 | 43510.5833 | 3301.2
2019-02-14 15:00 | 43510.625 | 3247.2
2019-02-14 16:00 | 43510.6667 | 3074.4
2019-02-14 17:00 | 43510.7083 | 2743.2
2019-02-14 18:00 | 43510.75 | 1360.8
2019-02-14 19:00 | 43510.7917 | 0
2019-02-14 20:00 | 43510.8333 | 0
2019-02-14 21:00 | 43510.875 | 0
2019-02-14 22:00 | 43510.9167 | 0
2019-02-14 23:00 | 43510.9583 | 0
2019-02-15 | 43511 | 0
2019-02-15 01:00 | 43511.0417 | 0
2019-02-15 02:00 | 43511.0833 | 0
2019-02-15 03:00 | 43511.125 | 0
2019-02-15 04:00 | 43511.1667 | 0
2019-02-15 05:00 | 43511.2083 | 0
2019-02-15 06:00 | 43511.25 | 0
2019-02-15 07:00 | 43511.2917 | 0
2019-02-15 08:00 | 43511.3333 | 0
2019-02-15 09:00 | 43511.375 | 0
2019-02-15 10:00 | 43511.4167 | 1029.6
2019-02-15 11:00 | 43511.4583 | 2307.6
2019-02-15 12:00 | 43511.5 | 1861.2
2019-02-15 13:00 | 43511.5417 | 2120.4
2019-02-15 14:00 | 43511.5833 | 1342.8
2019-02-15 15:00 | 43511.625 | 1605.6
2019-02-15 16:00 | 43511.6667 | 1260
2019-02-15 17:00 | 43511.7083 | 1378.8
2019-02-15 18:00 | 43511.75 | 1238.4
2019-02-15 19:00 | 43511.7917 | 0
2019-02-15 20:00 | 43511.8333 | 0
2019-02-15 21:00 | 43511.875 | 0
2019-02-15 22:00 | 43511.9167 | 0
2019-02-15 23:00 | 43511.9583 | 0
2019-02-16 | 43512 | 0
2019-02-16 01:00 | 43512.0417 | 0
2019-02-16 02:00 | 43512.0833 | 0
2019-02-16 03:00 | 43512.125 | 0
2019-02-16 04:00 | 43512.1667 | 0
2019-02-16 05:00 | 43512.2083 | 0
2019-02-16 06:00 | 43512.25 | 0
2019-02-16 07:00 | 43512.2917 | 0
2019-02-16 08:00 | 43512.3333 | 0
2019-02-16 09:00 | 43512.375 | 0
2019-02-16 10:00 | 43512.4167 | 216
2019-02-16 11:00 | 43512.4583 | 1620
2019-02-16 12:00 | 43512.5 | 1504.8
2019-02-16 13:00 | 43512.5417 | 1072.8
2019-02-16 14:00 | 43512.5833 | 608.4
2019-02-16 15:00 | 43512.625 | 1490.4
2019-02-16 16:00 | 43512.6667 | 576
2019-02-16 17:00 | 43512.7083 | 2142
2019-02-16 18:00 | 43512.75 | 1033.2
2019-02-16 19:00 | 43512.7917 | 0
2019-02-16 20:00 | 43512.8333 | 0
2019-02-16 21:00 | 43512.875 | 0
2019-02-16 22:00 | 43512.9167 | 0
2019-02-16 23:00 | 43512.9583 | 0
2019-02-17 | 43513 | 0
2019-02-17 01:00 | 43513.0417 | 0
2019-02-17 02:00 | 43513.0833 | 0
2019-02-17 03:00 | 43513.125 | 0
2019-02-17 04:00 | 43513.1667 | 0
2019-02-17 05:00 | 43513.2083 | 0
2019-02-17 06:00 | 43513.25 | 0
2019-02-17 07:00 | 43513.2917 | 0
2019-02-17 08:00 | 43513.3333 | 0
2019-02-17 09:00 | 43513.375 | 0
2019-02-17 10:00 | 43513.4167 | 0
2019-02-17 11:00 | 43513.4583 | 0
2019-02-17 12:00 | 43513.5 | 0
2019-02-17 13:00 | 43513.5417 | 0
2019-02-17 14:00 | 43513.5833 | 1054.8
2019-02-17 15:00 | 43513.625 | 514.8
2019-02-17 16:00 | 43513.6667 | 223.2
2019-02-17 17:00 | 43513.7083 | 115.2
2019-02-17 18:00 | 43513.75 | 399.6
2019-02-17 19:00 | 43513.7917 | 0
2019-02-17 20:00 | 43513.8333 | 0
2019-02-17 21:00 | 43513.875 | 0
2019-02-17 22:00 | 43513.9167 | 0
2019-02-17 23:00 | 43513.9583 | 0
2019-02-18 | 43514 | 0
2019-02-18 01:00 | 43514.0417 | 0
2019-02-18 02:00 | 43514.0833 | 0
2019-02-18 03:00 | 43514.125 | 0
2019-02-18 04:00 | 43514.1667 | 0
2019-02-18 05:00 | 43514.2083 | 0
2019-02-18 06:00 | 43514.25 | 0
2019-02-18 07:00 | 43514.2917 | 0
2019-02-18 08:00 | 43514.3333 | 0
2019-02-18 09:00 | 43514.375 | 0
2019-02-18 10:00 | 43514.4167 | 993.6
2019-02-18 11:00 | 43514.4583 | 0
2019-02-18 12:00 | 43514.5 | 0
2019-02-18 13:00 | 43514.5417 | 1317.6
2019-02-18 14:00 | 43514.5833 | 460.8
2019-02-18 15:00 | 43514.625 | 475.2
2019-02-18 16:00 | 43514.6667 | 2577.6
2019-02-18 17:00 | 43514.7083 | 2646
2019-02-18 18:00 | 43514.75 | 1058.4
2019-02-18 19:00 | 43514.7917 | 0
2019-02-18 20:00 | 43514.8333 | 0
2019-02-18 21:00 | 43514.875 | 0
2019-02-18 22:00 | 43514.9167 | 0
2019-02-18 23:00 | 43514.9583 | 0
2019-02-19 | 43515 | 0
2019-02-19 01:00 | 43515.0417 | 0
2019-02-19 02:00 | 43515.0833 | 0
2019-02-19 03:00 | 43515.125 | 0
2019-02-19 04:00 | 43515.1667 | 0
2019-02-19 05:00 | 43515.2083 | 0
2019-02-19 06:00 | 43515.25 | 0
2019-02-19 07:00 | 43515.2917 | 0
2019-02-19 08:00 | 43515.3333 | 0
2019-02-19 09:00 | 43515.375 | 0
2019-02-19 10:00 | 43515.4167 | 0
2019-02-19 11:00 | 43515.4583 | 0
2019-02-19 12:00 | 43515.5 | 0
2019-02-19 13:00 | 43515.5417 | 525.6
2019-02-19 14:00 | 43515.5833 | 122.4
2019-02-19 15:00 | 43515.625 | 367.2
2019-02-19 16:00 | 43515.6667 | 2242.8
2019-02-19 17:00 | 43515.7083 | 2563.2
2019-02-19 18:00 | 43515.75 | 835.2
2019-02-19 19:00 | 43515.7917 | 0
2019-02-19 20:00 | 43515.8333 | 0
2019-02-19 21:00 | 43515.875 | 0
2019-02-19 22:00 | 43515.9167 | 0
2019-02-19 23:00 | 43515.9583 | 0
2019-02-20 | 43516 | 0
2019-02-20 01:00 | 43516.0417 | 0
2019-02-20 02:00 | 43516.0833 | 0
2019-02-20 03:00 | 43516.125 | 0
2019-02-20 04:00 | 43516.1667 | 0
2019-02-20 05:00 | 43516.2083 | 0
2019-02-20 06:00 | 43516.25 | 0
2019-02-20 07:00 | 43516.2917 | 0
2019-02-20 08:00 | 43516.3333 | 0
2019-02-20 09:00 | 43516.375 | 0
2019-02-20 10:00 | 43516.4167 | 1422
2019-02-20 11:00 | 43516.4583 | 3070.8
2019-02-20 12:00 | 43516.5 | 3063.6
2019-02-20 13:00 | 43516.5417 | 2941.2
2019-02-20 14:00 | 43516.5833 | 1936.8
2019-02-20 15:00 | 43516.625 | 82.8
2019-02-20 16:00 | 43516.6667 | 0
2019-02-20 17:00 | 43516.7083 | 0
2019-02-20 18:00 | 43516.75 | 0
2019-02-20 19:00 | 43516.7917 | 0
2019-02-20 20:00 | 43516.8333 | 0
2019-02-20 21:00 | 43516.875 | 0
2019-02-20 22:00 | 43516.9167 | 0
2019-02-20 23:00 | 43516.9583 | 0
2019-02-21 | 43517 | 0
2019-02-21 01:00 | 43517.0417 | 0
2019-02-21 02:00 | 43517.0833 | 0
2019-02-21 03:00 | 43517.125 | 0
2019-02-21 04:00 | 43517.1667 | 0
2019-02-21 05:00 | 43517.2083 | 0
2019-02-21 06:00 | 43517.25 | 0
2019-02-21 07:00 | 43517.2917 | 0
2019-02-21 08:00 | 43517.3333 | 0
2019-02-21 09:00 | 43517.375 | 0
2019-02-21 10:00 | 43517.4167 | 0
2019-02-21 11:00 | 43517.4583 | 18
2019-02-21 12:00 | 43517.5 | 140.4
2019-02-21 13:00 | 43517.5417 | 381.6
2019-02-21 14:00 | 43517.5833 | 363.6
2019-02-21 15:00 | 43517.625 | 223.2
2019-02-21 16:00 | 43517.6667 | 266.4
2019-02-21 17:00 | 43517.7083 | 39.6
2019-02-21 18:00 | 43517.75 | 104.4
2019-02-21 19:00 | 43517.7917 | 0
2019-02-21 20:00 | 43517.8333 | 0
2019-02-21 21:00 | 43517.875 | 0
2019-02-21 22:00 | 43517.9167 | 0
2019-02-21 23:00 | 43517.9583 | 0
2019-02-22 | 43518 | 0
2019-02-22 01:00 | 43518.0417 | 0
2019-02-22 02:00 | 43518.0833 | 0
2019-02-22 03:00 | 43518.125 | 0
2019-02-22 04:00 | 43518.1667 | 0
2019-02-22 05:00 | 43518.2083 | 0
2019-02-22 06:00 | 43518.25 | 0
2019-02-22 07:00 | 43518.2917 | 0
2019-02-22 08:00 | 43518.3333 | 0
2019-02-22 09:00 | 43518.375 | 0
2019-02-22 10:00 | 43518.4167 | 846
2019-02-22 11:00 | 43518.4583 | 1342.8
2019-02-22 12:00 | 43518.5 | 0
2019-02-22 13:00 | 43518.5417 | 28.8
2019-02-22 14:00 | 43518.5833 | 190.8
2019-02-22 15:00 | 43518.625 | 648
2019-02-22 16:00 | 43518.6667 | 2314.8
2019-02-22 17:00 | 43518.7083 | 781.2
2019-02-22 18:00 | 43518.75 | 36
2019-02-22 19:00 | 43518.7917 | 0
2019-02-22 20:00 | 43518.8333 | 0
2019-02-22 21:00 | 43518.875 | 0
2019-02-22 22:00 | 43518.9167 | 0
2019-02-22 23:00 | 43518.9583 | 0
2019-02-23 | 43519 | 0
2019-02-23 01:00 | 43519.0417 | 0
2019-02-23 02:00 | 43519.0833 | 0
2019-02-23 03:00 | 43519.125 | 0
2019-02-23 04:00 | 43519.1667 | 0
2019-02-23 05:00 | 43519.2083 | 0
2019-02-23 06:00 | 43519.25 | 0
2019-02-23 07:00 | 43519.2917 | 0
2019-02-23 08:00 | 43519.3333 | 0
2019-02-23 09:00 | 43519.375 | 0
2019-02-23 10:00 | 43519.4167 | 0
2019-02-23 11:00 | 43519.4583 | 0
2019-02-23 12:00 | 43519.5 | 0
2019-02-23 13:00 | 43519.5417 | 0
2019-02-23 14:00 | 43519.5833 | 7.2
2019-02-23 15:00 | 43519.625 | 7.2
2019-02-23 16:00 | 43519.6667 | 0
2019-02-23 17:00 | 43519.7083 | 0
2019-02-23 18:00 | 43519.75 | 0
2019-02-23 19:00 | 43519.7917 | 0
2019-02-23 20:00 | 43519.8333 | 0
2019-02-23 21:00 | 43519.875 | 0
2019-02-23 22:00 | 43519.9167 | 0
2019-02-23 23:00 | 43519.9583 | 0
2019-02-24 | 43520 | 0
2019-02-24 01:00 | 43520.0417 | 0
2019-02-24 02:00 | 43520.0833 | 0
2019-02-24 03:00 | 43520.125 | 0
2019-02-24 04:00 | 43520.1667 | 0
2019-02-24 05:00 | 43520.2083 | 0
2019-02-24 06:00 | 43520.25 | 0
2019-02-24 07:00 | 43520.2917 | 0
2019-02-24 08:00 | 43520.3333 | 0
2019-02-24 09:00 | 43520.375 | 0
2019-02-24 10:00 | 43520.4167 | 990
2019-02-24 11:00 | 43520.4583 | 1836
2019-02-24 12:00 | 43520.5 | 1699.2
2019-02-24 13:00 | 43520.5417 | 1677.6
2019-02-24 14:00 | 43520.5833 | 1962
2019-02-24 15:00 | 43520.625 | 2484
2019-02-24 16:00 | 43520.6667 | 2160
2019-02-24 17:00 | 43520.7083 | 2185.2
2019-02-24 18:00 | 43520.75 | 1512
2019-02-24 19:00 | 43520.7917 | 0
2019-02-24 20:00 | 43520.8333 | 0
2019-02-24 21:00 | 43520.875 | 0
2019-02-24 22:00 | 43520.9167 | 0
2019-02-24 23:00 | 43520.9583 | 0
2019-02-25 | 43521 | 0
2019-02-25 01:00 | 43521.0417 | 0
2019-02-25 02:00 | 43521.0833 | 0
2019-02-25 03:00 | 43521.125 | 0
2019-02-25 04:00 | 43521.1667 | 0
2019-02-25 05:00 | 43521.2083 | 0
2019-02-25 06:00 | 43521.25 | 0
2019-02-25 07:00 | 43521.2917 | 0
2019-02-25 08:00 | 43521.3333 | 0
2019-02-25 09:00 | 43521.375 | 0
2019-02-25 10:00 | 43521.4167 | 0
2019-02-25 11:00 | 43521.4583 | 0
2019-02-25 12:00 | 43521.5 | 0
2019-02-25 13:00 | 43521.5417 | 0
2019-02-25 14:00 | 43521.5833 | 622.8
2019-02-25 15:00 | 43521.625 | 511.2
2019-02-25 16:00 | 43521.6667 | 468
2019-02-25 17:00 | 43521.7083 | 428.4
2019-02-25 18:00 | 43521.75 | 406.8
2019-02-25 19:00 | 43521.7917 | 198
2019-02-25 20:00 | 43521.8333 | 0
2019-02-25 21:00 | 43521.875 | 0
2019-02-25 22:00 | 43521.9167 | 0
2019-02-25 23:00 | 43521.9583 | 0
2019-02-26 | 43522 | 0
2019-02-26 01:00 | 43522.0417 | 0
2019-02-26 02:00 | 43522.0833 | 0
2019-02-26 03:00 | 43522.125 | 0
2019-02-26 04:00 | 43522.1667 | 0
2019-02-26 05:00 | 43522.2083 | 0
2019-02-26 06:00 | 43522.25 | 0
2019-02-26 07:00 | 43522.2917 | 0
2019-02-26 08:00 | 43522.3333 | 0
2019-02-26 09:00 | 43522.375 | 0
2019-02-26 10:00 | 43522.4167 | 417.6
2019-02-26 11:00 | 43522.4583 | 504
2019-02-26 12:00 | 43522.5 | 284.4
2019-02-26 13:00 | 43522.5417 | 536.4
2019-02-26 14:00 | 43522.5833 | 1116
2019-02-26 15:00 | 43522.625 | 763.2
2019-02-26 16:00 | 43522.6667 | 1245.6
2019-02-26 17:00 | 43522.7083 | 1436.4
2019-02-26 18:00 | 43522.75 | 1555.2
2019-02-26 19:00 | 43522.7917 | 1159.2
2019-02-26 20:00 | 43522.8333 | 0
2019-02-26 21:00 | 43522.875 | 0
2019-02-26 22:00 | 43522.9167 | 0
2019-02-26 23:00 | 43522.9583 | 0
2019-02-27 | 43523 | 0
2019-02-27 01:00 | 43523.0417 | 0
2019-02-27 02:00 | 43523.0833 | 0
2019-02-27 03:00 | 43523.125 | 0
2019-02-27 04:00 | 43523.1667 | 0
2019-02-27 05:00 | 43523.2083 | 0
2019-02-27 06:00 | 43523.25 | 0
2019-02-27 07:00 | 43523.2917 | 0
2019-02-27 08:00 | 43523.3333 | 0
2019-02-27 09:00 | 43523.375 | 0
2019-02-27 10:00 | 43523.4167 | 1062
2019-02-27 11:00 | 43523.4583 | 1807.2
2019-02-27 12:00 | 43523.5 | 2203.2
2019-02-27 13:00 | 43523.5417 | 1645.2
2019-02-27 14:00 | 43523.5833 | 1314
2019-02-27 15:00 | 43523.625 | 1749.6
2019-02-27 16:00 | 43523.6667 | 1778.4
2019-02-27 17:00 | 43523.7083 | 1065.6
2019-02-27 18:00 | 43523.75 | 568.8
2019-02-27 19:00 | 43523.7917 | 831.6
2019-02-27 20:00 | 43523.8333 | 0
2019-02-27 21:00 | 43523.875 | 0
2019-02-27 22:00 | 43523.9167 | 0
2019-02-27 23:00 | 43523.9583 | 0
2019-02-28 | 43524 | 0
2019-02-28 01:00 | 43524.0417 | 0
2019-02-28 02:00 | 43524.0833 | 0
2019-02-28 03:00 | 43524.125 | 0
2019-02-28 04:00 | 43524.1667 | 0
2019-02-28 05:00 | 43524.2083 | 0
2019-02-28 06:00 | 43524.25 | 0
2019-02-28 07:00 | 43524.2917 | 0
2019-02-28 08:00 | 43524.3333 | 0
2019-02-28 09:00 | 43524.375 | 0
2019-02-28 10:00 | 43524.4167 | 1029.6
2019-02-28 11:00 | 43524.4583 | 432
2019-02-28 12:00 | 43524.5 | 1818
2019-02-28 13:00 | 43524.5417 | 417.6
2019-02-28 14:00 | 43524.5833 | 1929.6
2019-02-28 15:00 | 43524.625 | 460.8
2019-02-28 16:00 | 43524.6667 | 590.4
2019-02-28 17:00 | 43524.7083 | 61.2
2019-02-28 18:00 | 43524.75 | 309.6
2019-02-28 19:00 | 43524.7917 | 46.8
2019-02-28 20:00 | 43524.8333 | 0
2019-02-28 21:00 | 43524.875 | 0
2019-02-28 22:00 | 43524.9167 | 0
2019-02-28 23:00 | 43524.9583 | 0
2019-03-01 | 43525 | 0
2019-03-01 01:00 | 43525.0417 | 0
2019-03-01 02:00 | 43525.0833 | 0
2019-03-01 03:00 | 43525.125 | 0
2019-03-01 04:00 | 43525.1667 | 0
2019-03-01 05:00 | 43525.2083 | 0
2019-03-01 06:00 | 43525.25 | 0
2019-03-01 07:00 | 43525.2917 | 0
2019-03-01 08:00 | 43525.3333 | 0
2019-03-01 09:00 | 43525.375 | 0
2019-03-01 10:00 | 43525.4167 | 183.6
2019-03-01 11:00 | 43525.4583 | 1256.4
2019-03-01 12:00 | 43525.5 | 2163.6
2019-03-01 13:00 | 43525.5417 | 2059.2
2019-03-01 14:00 | 43525.5833 | 838.8
2019-03-01 15:00 | 43525.625 | 2257.2
2019-03-01 16:00 | 43525.6667 | 475.2
2019-03-01 17:00 | 43525.7083 | 385.2
2019-03-01 18:00 | 43525.75 | 57.6
2019-03-01 19:00 | 43525.7917 | 0
2019-03-01 20:00 | 43525.8333 | 0
2019-03-01 21:00 | 43525.875 | 0
2019-03-01 22:00 | 43525.9167 | 0
2019-03-01 23:00 | 43525.9583 | 0
2019-03-02 | 43526 | 0
2019-03-02 01:00 | 43526.0417 | 0
2019-03-02 02:00 | 43526.0833 | 0
2019-03-02 03:00 | 43526.125 | 0
2019-03-02 04:00 | 43526.1667 | 0
2019-03-02 05:00 | 43526.2083 | 0
2019-03-02 06:00 | 43526.25 | 0
2019-03-02 07:00 | 43526.2917 | 0
2019-03-02 08:00 | 43526.3333 | 0
2019-03-02 09:00 | 43526.375 | 0
2019-03-02 10:00 | 43526.4167 | 0
2019-03-02 11:00 | 43526.4583 | 0
2019-03-02 12:00 | 43526.5 | 0
2019-03-02 13:00 | 43526.5417 | 10.8
2019-03-02 14:00 | 43526.5833 | 18
2019-03-02 15:00 | 43526.625 | 18
2019-03-02 16:00 | 43526.6667 | 10.8
2019-03-02 17:00 | 43526.7083 | 3.6
2019-03-02 18:00 | 43526.75 | 0
2019-03-02 19:00 | 43526.7917 | 0
2019-03-02 20:00 | 43526.8333 | 0
2019-03-02 21:00 | 43526.875 | 0
2019-03-02 22:00 | 43526.9167 | 0
2019-03-02 23:00 | 43526.9583 | 0
2019-03-03 | 43527 | 0
2019-03-03 01:00 | 43527.0417 | 0
2019-03-03 02:00 | 43527.0833 | 0
2019-03-03 03:00 | 43527.125 | 0
2019-03-03 04:00 | 43527.1667 | 0
2019-03-03 05:00 | 43527.2083 | 0
2019-03-03 06:00 | 43527.25 | 0
2019-03-03 07:00 | 43527.2917 | 0
2019-03-03 08:00 | 43527.3333 | 0
2019-03-03 09:00 | 43527.375 | 0
2019-03-03 10:00 | 43527.4167 | 25.2
2019-03-03 11:00 | 43527.4583 | 0
2019-03-03 12:00 | 43527.5 | 18
2019-03-03 13:00 | 43527.5417 | 43.2
2019-03-03 14:00 | 43527.5833 | 7.2
2019-03-03 15:00 | 43527.625 | 0
2019-03-03 16:00 | 43527.6667 | 3.6
2019-03-03 17:00 | 43527.7083 | 0
2019-03-03 18:00 | 43527.75 | 0
2019-03-03 19:00 | 43527.7917 | 0
2019-03-03 20:00 | 43527.8333 | 0
2019-03-03 21:00 | 43527.875 | 0
2019-03-03 22:00 | 43527.9167 | 0
2019-03-03 23:00 | 43527.9583 | 0
2019-03-04 | 43528 | 0
2019-03-04 01:00 | 43528.0417 | 0
2019-03-04 02:00 | 43528.0833 | 0
2019-03-04 03:00 | 43528.125 | 0
2019-03-04 04:00 | 43528.1667 | 0
2019-03-04 05:00 | 43528.2083 | 0
2019-03-04 06:00 | 43528.25 | 0
2019-03-04 07:00 | 43528.2917 | 0
2019-03-04 08:00 | 43528.3333 | 0
2019-03-04 09:00 | 43528.375 | 0
2019-03-04 10:00 | 43528.4167 | 0
2019-03-04 11:00 | 43528.4583 | 0
2019-03-04 12:00 | 43528.5 | 18
2019-03-04 13:00 | 43528.5417 | 158.4
2019-03-04 14:00 | 43528.5833 | 0
2019-03-04 15:00 | 43528.625 | 0
2019-03-04 16:00 | 43528.6667 | 10.8
2019-03-04 17:00 | 43528.7083 | 144
2019-03-04 18:00 | 43528.75 | 50.4
2019-03-04 19:00 | 43528.7917 | 187.2
2019-03-04 20:00 | 43528.8333 | 0
2019-03-04 21:00 | 43528.875 | 0
2019-03-04 22:00 | 43528.9167 | 0
2019-03-04 23:00 | 43528.9583 | 0
2019-03-05 | 43529 | 0
2019-03-05 01:00 | 43529.0417 | 0
2019-03-05 02:00 | 43529.0833 | 0
2019-03-05 03:00 | 43529.125 | 0
2019-03-05 04:00 | 43529.1667 | 0
2019-03-05 05:00 | 43529.2083 | 0
2019-03-05 06:00 | 43529.25 | 0
2019-03-05 07:00 | 43529.2917 | 0
2019-03-05 08:00 | 43529.3333 | 0
2019-03-05 09:00 | 43529.375 | 882
2019-03-05 10:00 | 43529.4167 | 1515.6
2019-03-05 11:00 | 43529.4583 | 1760.4
2019-03-05 12:00 | 43529.5 | 1922.4
2019-03-05 13:00 | 43529.5417 | 2080.8
2019-03-05 14:00 | 43529.5833 | 2044.8
2019-03-05 15:00 | 43529.625 | 2066.4
2019-03-05 16:00 | 43529.6667 | 1908
2019-03-05 17:00 | 43529.7083 | 1774.8
2019-03-05 18:00 | 43529.75 | 1591.2
2019-03-05 19:00 | 43529.7917 | 964.8
2019-03-05 20:00 | 43529.8333 | 0
2019-03-05 21:00 | 43529.875 | 0
2019-03-05 22:00 | 43529.9167 | 0
2019-03-05 23:00 | 43529.9583 | 0
2019-03-06 | 43530 | 0
2019-03-06 01:00 | 43530.0417 | 0
2019-03-06 02:00 | 43530.0833 | 0
2019-03-06 03:00 | 43530.125 | 0
2019-03-06 04:00 | 43530.1667 | 0
2019-03-06 05:00 | 43530.2083 | 0
2019-03-06 06:00 | 43530.25 | 0
2019-03-06 07:00 | 43530.2917 | 0
2019-03-06 08:00 | 43530.3333 | 0
2019-03-06 09:00 | 43530.375 | 975.6
2019-03-06 10:00 | 43530.4167 | 1605.6
2019-03-06 11:00 | 43530.4583 | 1911.6
2019-03-06 12:00 | 43530.5 | 1976.4
2019-03-06 13:00 | 43530.5417 | 2210.4
2019-03-06 14:00 | 43530.5833 | 2365.2
2019-03-06 15:00 | 43530.625 | 2451.6
2019-03-06 16:00 | 43530.6667 | 2566.8
2019-03-06 17:00 | 43530.7083 | 2354.4
2019-03-06 18:00 | 43530.75 | 1717.2
2019-03-06 19:00 | 43530.7917 | 961.2
2019-03-06 20:00 | 43530.8333 | 0
2019-03-06 21:00 | 43530.875 | 0
2019-03-06 22:00 | 43530.9167 | 0
2019-03-06 23:00 | 43530.9583 | 0
2019-03-07 | 43531 | 0
2019-03-07 01:00 | 43531.0417 | 0
2019-03-07 02:00 | 43531.0833 | 0
2019-03-07 03:00 | 43531.125 | 0
2019-03-07 04:00 | 43531.1667 | 0
2019-03-07 05:00 | 43531.2083 | 0
2019-03-07 06:00 | 43531.25 | 0
2019-03-07 07:00 | 43531.2917 | 0
2019-03-07 08:00 | 43531.3333 | 0
2019-03-07 09:00 | 43531.375 | 1098
2019-03-07 10:00 | 43531.4167 | 1990.8
2019-03-07 11:00 | 43531.4583 | 2332.8
2019-03-07 12:00 | 43531.5 | 2538
2019-03-07 13:00 | 43531.5417 | 2300.4
2019-03-07 14:00 | 43531.5833 | 2512.8
2019-03-07 15:00 | 43531.625 | 2458.8
2019-03-07 16:00 | 43531.6667 | 2332.8
2019-03-07 17:00 | 43531.7083 | 2289.6
2019-03-07 18:00 | 43531.75 | 2160
2019-03-07 19:00 | 43531.7917 | 1393.2
2019-03-07 20:00 | 43531.8333 | 0
2019-03-07 21:00 | 43531.875 | 0
2019-03-07 22:00 | 43531.9167 | 0
2019-03-07 23:00 | 43531.9583 | 0
2019-03-08 | 43532 | 0
2019-03-08 01:00 | 43532.0417 | 0
2019-03-08 02:00 | 43532.0833 | 0
2019-03-08 03:00 | 43532.125 | 0
2019-03-08 04:00 | 43532.1667 | 0
2019-03-08 05:00 | 43532.2083 | 0
2019-03-08 06:00 | 43532.25 | 0
2019-03-08 07:00 | 43532.2917 | 0
2019-03-08 08:00 | 43532.3333 | 0
2019-03-08 09:00 | 43532.375 | 0
2019-03-08 10:00 | 43532.4167 | 0
2019-03-08 11:00 | 43532.4583 | 0
2019-03-08 12:00 | 43532.5 | 0
2019-03-08 13:00 | 43532.5417 | 0
2019-03-08 14:00 | 43532.5833 | 511.2
2019-03-08 15:00 | 43532.625 | 385.2
2019-03-08 16:00 | 43532.6667 | 378
2019-03-08 17:00 | 43532.7083 | 356.4
2019-03-08 18:00 | 43532.75 | 392.4
2019-03-08 19:00 | 43532.7917 | 270
2019-03-08 20:00 | 43532.8333 | 0
2019-03-08 21:00 | 43532.875 | 0
2019-03-08 22:00 | 43532.9167 | 0
2019-03-08 23:00 | 43532.9583 | 0
2019-03-09 | 43533 | 0
2019-03-09 01:00 | 43533.0417 | 0
2019-03-09 02:00 | 43533.0833 | 0
2019-03-09 03:00 | 43533.125 | 0
2019-03-09 04:00 | 43533.1667 | 0
2019-03-09 05:00 | 43533.2083 | 0
2019-03-09 06:00 | 43533.25 | 0
2019-03-09 07:00 | 43533.2917 | 0
2019-03-09 08:00 | 43533.3333 | 0
2019-03-09 09:00 | 43533.375 | 0
2019-03-09 10:00 | 43533.4167 | 0
2019-03-09 11:00 | 43533.4583 | 0
2019-03-09 12:00 | 43533.5 | 50.4
2019-03-09 13:00 | 43533.5417 | 644.4
2019-03-09 14:00 | 43533.5833 | 453.6
2019-03-09 15:00 | 43533.625 | 698.4
2019-03-09 16:00 | 43533.6667 | 608.4
2019-03-09 17:00 | 43533.7083 | 669.6
2019-03-09 18:00 | 43533.75 | 1512
2019-03-09 19:00 | 43533.7917 | 1328.4
2019-03-09 20:00 | 43533.8333 | 0
2019-03-09 21:00 | 43533.875 | 0
2019-03-09 22:00 | 43533.9167 | 0
2019-03-09 23:00 | 43533.9583 | 0
2019-03-10 | 43534 | 0
2019-03-10 01:00 | 43534.0417 | 0
2019-03-10 02:00 | 43534.0833 | 0
2019-03-10 03:00 | 43534.125 | 0
2019-03-10 04:00 | 43534.1667 | 0
2019-03-10 05:00 | 43534.2083 | 0
2019-03-10 06:00 | 43534.25 | 0
2019-03-10 07:00 | 43534.2917 | 0
2019-03-10 08:00 | 43534.3333 | 0
2019-03-10 09:00 | 43534.375 | 1015.2
2019-03-10 10:00 | 43534.4167 | 1638
2019-03-10 11:00 | 43534.4583 | 133.2
2019-03-10 12:00 | 43534.5 | 687.6
2019-03-10 13:00 | 43534.5417 | 770.4
2019-03-10 14:00 | 43534.5833 | 0
2019-03-10 15:00 | 43534.625 | 61.2
2019-03-10 16:00 | 43534.6667 | 2188.8
2019-03-10 17:00 | 43534.7083 | 644.4
2019-03-10 18:00 | 43534.75 | 0
2019-03-10 19:00 | 43534.7917 | 478.8
2019-03-10 20:00 | 43534.8333 | 0
2019-03-10 21:00 | 43534.875 | 0
2019-03-10 22:00 | 43534.9167 | 0
2019-03-10 23:00 | 43534.9583 | 0
2019-03-11 | 43535 | 0
2019-03-11 01:00 | 43535.0417 | 0
2019-03-11 02:00 | 43535.0833 | 0
2019-03-11 03:00 | 43535.125 | 0
2019-03-11 04:00 | 43535.1667 | 0
2019-03-11 05:00 | 43535.2083 | 0
2019-03-11 06:00 | 43535.25 | 0
2019-03-11 07:00 | 43535.2917 | 0
2019-03-11 08:00 | 43535.3333 | 0
2019-03-11 09:00 | 43535.375 | 0
2019-03-11 10:00 | 43535.4167 | 0
2019-03-11 11:00 | 43535.4583 | 0
2019-03-11 12:00 | 43535.5 | 0
2019-03-11 13:00 | 43535.5417 | 493.2
2019-03-11 14:00 | 43535.5833 | 309.6
2019-03-11 15:00 | 43535.625 | 61.2
2019-03-11 16:00 | 43535.6667 | 1836
2019-03-11 17:00 | 43535.7083 | 2512.8
2019-03-11 18:00 | 43535.75 | 1764
2019-03-11 19:00 | 43535.7917 | 954
2019-03-11 20:00 | 43535.8333 | 0
2019-03-11 21:00 | 43535.875 | 0
2019-03-11 22:00 | 43535.9167 | 0
2019-03-11 23:00 | 43535.9583 | 0
2019-03-12 | 43536 | 0
2019-03-12 01:00 | 43536.0417 | 0
2019-03-12 02:00 | 43536.0833 | 0
2019-03-12 03:00 | 43536.125 | 0
2019-03-12 04:00 | 43536.1667 | 0
2019-03-12 05:00 | 43536.2083 | 0
2019-03-12 06:00 | 43536.25 | 0
2019-03-12 07:00 | 43536.2917 | 0
2019-03-12 08:00 | 43536.3333 | 0
2019-03-12 09:00 | 43536.375 | 1346.4
2019-03-12 10:00 | 43536.4167 | 2091.6
2019-03-12 11:00 | 43536.4583 | 2458.8
2019-03-12 12:00 | 43536.5 | 2653.2
2019-03-12 13:00 | 43536.5417 | 2700
2019-03-12 14:00 | 43536.5833 | 2548.8
2019-03-12 15:00 | 43536.625 | 2599.2
2019-03-12 16:00 | 43536.6667 | 2556
2019-03-12 17:00 | 43536.7083 | 2394
2019-03-12 18:00 | 43536.75 | 2012.4
2019-03-12 19:00 | 43536.7917 | 1332
2019-03-12 20:00 | 43536.8333 | 0
2019-03-12 21:00 | 43536.875 | 0
2019-03-12 22:00 | 43536.9167 | 0
2019-03-12 23:00 | 43536.9583 | 0
2019-03-13 | 43537 | 0
2019-03-13 01:00 | 43537.0417 | 0
2019-03-13 02:00 | 43537.0833 | 0
2019-03-13 03:00 | 43537.125 | 0
2019-03-13 04:00 | 43537.1667 | 0
2019-03-13 05:00 | 43537.2083 | 0
2019-03-13 06:00 | 43537.25 | 0
2019-03-13 07:00 | 43537.2917 | 0
2019-03-13 08:00 | 43537.3333 | 0
2019-03-13 09:00 | 43537.375 | 0
2019-03-13 10:00 | 43537.4167 | 122.4
2019-03-13 11:00 | 43537.4583 | 0
2019-03-13 12:00 | 43537.5 | 1540.8
2019-03-13 13:00 | 43537.5417 | 1026
2019-03-13 14:00 | 43537.5833 | 273.6
2019-03-13 15:00 | 43537.625 | 1051.2
2019-03-13 16:00 | 43537.6667 | 190.8
2019-03-13 17:00 | 43537.7083 | 342
2019-03-13 18:00 | 43537.75 | 226.8
2019-03-13 19:00 | 43537.7917 | 223.2
2019-03-13 20:00 | 43537.8333 | 0
2019-03-13 21:00 | 43537.875 | 0
2019-03-13 22:00 | 43537.9167 | 0
2019-03-13 23:00 | 43537.9583 | 0
2019-03-14 | 43538 | 0
2019-03-14 01:00 | 43538.0417 | 0
2019-03-14 02:00 | 43538.0833 | 0
2019-03-14 03:00 | 43538.125 | 0
2019-03-14 04:00 | 43538.1667 | 0
2019-03-14 05:00 | 43538.2083 | 0
2019-03-14 06:00 | 43538.25 | 0
2019-03-14 07:00 | 43538.2917 | 0
2019-03-14 08:00 | 43538.3333 | 0
2019-03-14 09:00 | 43538.375 | 0
2019-03-14 10:00 | 43538.4167 | 0
2019-03-14 11:00 | 43538.4583 | 0
2019-03-14 12:00 | 43538.5 | 0
2019-03-14 13:00 | 43538.5417 | 0
2019-03-14 14:00 | 43538.5833 | 0
2019-03-14 15:00 | 43538.625 | 0
2019-03-14 16:00 | 43538.6667 | 0
2019-03-14 17:00 | 43538.7083 | 0
2019-03-14 18:00 | 43538.75 | 0
2019-03-14 19:00 | 43538.7917 | 0
2019-03-14 20:00 | 43538.8333 | 0
2019-03-14 21:00 | 43538.875 | 0
2019-03-14 22:00 | 43538.9167 | 0
2019-03-14 23:00 | 43538.9583 | 0
2019-03-15 | 43539 | 0
2019-03-15 01:00 | 43539.0417 | 0
2019-03-15 02:00 | 43539.0833 | 0
2019-03-15 03:00 | 43539.125 | 0
2019-03-15 04:00 | 43539.1667 | 0
2019-03-15 05:00 | 43539.2083 | 0
2019-03-15 06:00 | 43539.25 | 0
2019-03-15 07:00 | 43539.2917 | 0
2019-03-15 08:00 | 43539.3333 | 0
2019-03-15 09:00 | 43539.375 | 0
2019-03-15 10:00 | 43539.4167 | 0
2019-03-15 11:00 | 43539.4583 | 0
2019-03-15 12:00 | 43539.5 | 0
2019-03-15 13:00 | 43539.5417 | 18
2019-03-15 14:00 | 43539.5833 | 14.4
2019-03-15 15:00 | 43539.625 | 0
2019-03-15 16:00 | 43539.6667 | 0
2019-03-15 17:00 | 43539.7083 | 0
2019-03-15 18:00 | 43539.75 | 0
2019-03-15 19:00 | 43539.7917 | 0
2019-03-15 20:00 | 43539.8333 | 0
2019-03-15 21:00 | 43539.875 | 0
2019-03-15 22:00 | 43539.9167 | 0
2019-03-15 23:00 | 43539.9583 | 0
2019-03-16 | 43540 | 0
2019-03-16 01:00 | 43540.0417 | 0
2019-03-16 02:00 | 43540.0833 | 0
2019-03-16 03:00 | 43540.125 | 0
2019-03-16 04:00 | 43540.1667 | 0
2019-03-16 05:00 | 43540.2083 | 0
2019-03-16 06:00 | 43540.25 | 0
2019-03-16 07:00 | 43540.2917 | 0
2019-03-16 08:00 | 43540.3333 | 0
2019-03-16 09:00 | 43540.375 | 0
2019-03-16 10:00 | 43540.4167 | 0
2019-03-16 11:00 | 43540.4583 | 0
2019-03-16 12:00 | 43540.5 | 0
2019-03-16 13:00 | 43540.5417 | 0
2019-03-16 14:00 | 43540.5833 | 0
2019-03-16 15:00 | 43540.625 | 10.8
2019-03-16 16:00 | 43540.6667 | 0
2019-03-16 17:00 | 43540.7083 | 0
2019-03-16 18:00 | 43540.75 | 0
2019-03-16 19:00 | 43540.7917 | 0
2019-03-16 20:00 | 43540.8333 | 0
2019-03-16 21:00 | 43540.875 | 0
2019-03-16 22:00 | 43540.9167 | 0
2019-03-16 23:00 | 43540.9583 | 0
2019-03-17 | 43541 | 0
2019-03-17 01:00 | 43541.0417 | 0
2019-03-17 02:00 | 43541.0833 | 0
2019-03-17 03:00 | 43541.125 | 0
2019-03-17 04:00 | 43541.1667 | 0
2019-03-17 05:00 | 43541.2083 | 0
2019-03-17 06:00 | 43541.25 | 0
2019-03-17 07:00 | 43541.2917 | 0
2019-03-17 08:00 | 43541.3333 | 0
2019-03-17 09:00 | 43541.375 | 7.2
2019-03-17 10:00 | 43541.4167 | 36
2019-03-17 11:00 | 43541.4583 | 61.2
2019-03-17 12:00 | 43541.5 | 36
2019-03-17 13:00 | 43541.5417 | 72
2019-03-17 14:00 | 43541.5833 | 86.4
2019-03-17 15:00 | 43541.625 | 100.8
2019-03-17 16:00 | 43541.6667 | 100.8
2019-03-17 17:00 | 43541.7083 | 68.4
2019-03-17 18:00 | 43541.75 | 50.4
2019-03-17 19:00 | 43541.7917 | 0
2019-03-17 20:00 | 43541.8333 | 0
2019-03-17 21:00 | 43541.875 | 0
2019-03-17 22:00 | 43541.9167 | 0
2019-03-17 23:00 | 43541.9583 | 0
2019-03-18 | 43542 | 0
2019-03-18 01:00 | 43542.0417 | 0
2019-03-18 02:00 | 43542.0833 | 0
2019-03-18 03:00 | 43542.125 | 0
2019-03-18 04:00 | 43542.1667 | 0
2019-03-18 05:00 | 43542.2083 | 0
2019-03-18 06:00 | 43542.25 | 0
2019-03-18 07:00 | 43542.2917 | 0
2019-03-18 08:00 | 43542.3333 | 0
2019-03-18 09:00 | 43542.375 | 144
2019-03-18 10:00 | 43542.4167 | 205.2
2019-03-18 11:00 | 43542.4583 | 183.6
2019-03-18 12:00 | 43542.5 | 378
2019-03-18 13:00 | 43542.5417 | 277.2
2019-03-18 14:00 | 43542.5833 | 262.8
2019-03-18 15:00 | 43542.625 | 349.2
2019-03-18 16:00 | 43542.6667 | 270
2019-03-18 17:00 | 43542.7083 | 205.2
2019-03-18 18:00 | 43542.75 | 50.4
2019-03-18 19:00 | 43542.7917 | 0
2019-03-18 20:00 | 43542.8333 | 0
2019-03-18 21:00 | 43542.875 | 0
2019-03-18 22:00 | 43542.9167 | 0
2019-03-18 23:00 | 43542.9583 | 0
2019-03-19 | 43543 | 0
2019-03-19 01:00 | 43543.0417 | 0
2019-03-19 02:00 | 43543.0833 | 0
2019-03-19 03:00 | 43543.125 | 0
2019-03-19 04:00 | 43543.1667 | 0
2019-03-19 05:00 | 43543.2083 | 0
2019-03-19 06:00 | 43543.25 | 0
2019-03-19 07:00 | 43543.2917 | 0
2019-03-19 08:00 | 43543.3333 | 0
2019-03-19 09:00 | 43543.375 | 748.8
2019-03-19 10:00 | 43543.4167 | 1011.6
2019-03-19 11:00 | 43543.4583 | 1101.6
2019-03-19 12:00 | 43543.5 | 1148.4
2019-03-19 13:00 | 43543.5417 | 1162.8
2019-03-19 14:00 | 43543.5833 | 1123.2
2019-03-19 15:00 | 43543.625 | 1123.2
2019-03-19 16:00 | 43543.6667 | 1184.4
2019-03-19 17:00 | 43543.7083 | 676.8
2019-03-19 18:00 | 43543.75 | 446.4
2019-03-19 19:00 | 43543.7917 | 367.2
2019-03-19 20:00 | 43543.8333 | 0
2019-03-19 21:00 | 43543.875 | 0
2019-03-19 22:00 | 43543.9167 | 0
2019-03-19 23:00 | 43543.9583 | 0
2019-03-20 | 43544 | 0
2019-03-20 01:00 | 43544.0417 | 0
2019-03-20 02:00 | 43544.0833 | 0
2019-03-20 03:00 | 43544.125 | 0
2019-03-20 04:00 | 43544.1667 | 0
2019-03-20 05:00 | 43544.2083 | 0
2019-03-20 06:00 | 43544.25 | 0
2019-03-20 07:00 | 43544.2917 | 0
2019-03-20 08:00 | 43544.3333 | 0
2019-03-20 09:00 | 43544.375 | 360
2019-03-20 10:00 | 43544.4167 | 1177.2
2019-03-20 11:00 | 43544.4583 | 1227.6
2019-03-20 12:00 | 43544.5 | 1670.4
2019-03-20 13:00 | 43544.5417 | 1501.2
2019-03-20 14:00 | 43544.5833 | 1432.8
2019-03-20 15:00 | 43544.625 | 1306.8
2019-03-20 16:00 | 43544.6667 | 2214
2019-03-20 17:00 | 43544.7083 | 2757.6
2019-03-20 18:00 | 43544.75 | 2275.2
2019-03-20 19:00 | 43544.7917 | 1292.4
2019-03-20 20:00 | 43544.8333 | 0
2019-03-20 21:00 | 43544.875 | 0
2019-03-20 22:00 | 43544.9167 | 0
2019-03-20 23:00 | 43544.9583 | 0
2019-03-21 | 43545 | 0
2019-03-21 01:00 | 43545.0417 | 0
2019-03-21 02:00 | 43545.0833 | 0
2019-03-21 03:00 | 43545.125 | 0
2019-03-21 04:00 | 43545.1667 | 0
2019-03-21 05:00 | 43545.2083 | 0
2019-03-21 06:00 | 43545.25 | 0
2019-03-21 07:00 | 43545.2917 | 0
2019-03-21 08:00 | 43545.3333 | 0
2019-03-21 09:00 | 43545.375 | 968.4
2019-03-21 10:00 | 43545.4167 | 2055.6
2019-03-21 11:00 | 43545.4583 | 2480.4
2019-03-21 12:00 | 43545.5 | 2617.2
2019-03-21 13:00 | 43545.5417 | 2494.8
2019-03-21 14:00 | 43545.5833 | 2422.8
2019-03-21 15:00 | 43545.625 | 2563.2
2019-03-21 16:00 | 43545.6667 | 2347.2
2019-03-21 17:00 | 43545.7083 | 2001.6
2019-03-21 18:00 | 43545.75 | 1825.2
2019-03-21 19:00 | 43545.7917 | 900
2019-03-21 20:00 | 43545.8333 | 0
2019-03-21 21:00 | 43545.875 | 0
2019-03-21 22:00 | 43545.9167 | 0
2019-03-21 23:00 | 43545.9583 | 0
2019-03-22 | 43546 | 0
2019-03-22 01:00 | 43546.0417 | 0
2019-03-22 02:00 | 43546.0833 | 0
2019-03-22 03:00 | 43546.125 | 0
2019-03-22 04:00 | 43546.1667 | 0
2019-03-22 05:00 | 43546.2083 | 0
2019-03-22 06:00 | 43546.25 | 0
2019-03-22 07:00 | 43546.2917 | 0
2019-03-22 08:00 | 43546.3333 | 0
2019-03-22 09:00 | 43546.375 | 856.8
2019-03-22 10:00 | 43546.4167 | 2268
2019-03-22 11:00 | 43546.4583 | 1990.8
2019-03-22 12:00 | 43546.5 | 1846.8
2019-03-22 13:00 | 43546.5417 | 1548
2019-03-22 14:00 | 43546.5833 | 1785.6
2019-03-22 15:00 | 43546.625 | 2134.8
2019-03-22 16:00 | 43546.6667 | 2343.6
2019-03-22 17:00 | 43546.7083 | 1821.6
2019-03-22 18:00 | 43546.75 | 1407.6
2019-03-22 19:00 | 43546.7917 | 828
2019-03-22 20:00 | 43546.8333 | 0
2019-03-22 21:00 | 43546.875 | 0
2019-03-22 22:00 | 43546.9167 | 0
2019-03-22 23:00 | 43546.9583 | 0
2019-03-23 | 43547 | 0
2019-03-23 01:00 | 43547.0417 | 0
2019-03-23 02:00 | 43547.0833 | 0
2019-03-23 03:00 | 43547.125 | 0
2019-03-23 04:00 | 43547.1667 | 0
2019-03-23 05:00 | 43547.2083 | 0
2019-03-23 06:00 | 43547.25 | 0
2019-03-23 07:00 | 43547.2917 | 0
2019-03-23 08:00 | 43547.3333 | 0
2019-03-23 09:00 | 43547.375 | 1400.4
2019-03-23 10:00 | 43547.4167 | 2491.2
2019-03-23 11:00 | 43547.4583 | 1051.2
2019-03-23 12:00 | 43547.5 | 2984.4
2019-03-23 13:00 | 43547.5417 | 3070.8
2019-03-23 14:00 | 43547.5833 | 885.6
2019-03-23 15:00 | 43547.625 | 108
2019-03-23 16:00 | 43547.6667 | 129.6
2019-03-23 17:00 | 43547.7083 | 0
2019-03-23 18:00 | 43547.75 | 0
2019-03-23 19:00 | 43547.7917 | 0
2019-03-23 20:00 | 43547.8333 | 0
2019-03-23 21:00 | 43547.875 | 0
2019-03-23 22:00 | 43547.9167 | 0
2019-03-23 23:00 | 43547.9583 | 0
2019-03-24 | 43548 | 0
2019-03-24 01:00 | 43548.0417 | 0
2019-03-24 02:00 | 43548.0833 | 0
2019-03-24 03:00 | 43548.125 | 0
2019-03-24 04:00 | 43548.1667 | 0
2019-03-24 05:00 | 43548.2083 | 0
2019-03-24 06:00 | 43548.25 | 0
2019-03-24 07:00 | 43548.2917 | 0
2019-03-24 08:00 | 43548.3333 | 0
2019-03-24 09:00 | 43548.375 | 590.4
2019-03-24 10:00 | 43548.4167 | 1904.4
2019-03-24 11:00 | 43548.4583 | 2113.2
2019-03-24 12:00 | 43548.5 | 2088
2019-03-24 13:00 | 43548.5417 | 1296
2019-03-24 14:00 | 43548.5833 | 1234.8
2019-03-24 15:00 | 43548.625 | 1602
2019-03-24 16:00 | 43548.6667 | 1965.6
2019-03-24 17:00 | 43548.7083 | 1191.6
2019-03-24 18:00 | 43548.75 | 1735.2
2019-03-24 19:00 | 43548.7917 | 756
2019-03-24 20:00 | 43548.8333 | 0
2019-03-24 21:00 | 43548.875 | 0
2019-03-24 22:00 | 43548.9167 | 0
2019-03-24 23:00 | 43548.9583 | 0
2019-03-25 | 43549 | 0
2019-03-25 01:00 | 43549.0417 | 0
2019-03-25 02:00 | 43549.0833 | 0
2019-03-25 03:00 | 43549.125 | 0
2019-03-25 04:00 | 43549.1667 | 0
2019-03-25 05:00 | 43549.2083 | 0
2019-03-25 06:00 | 43549.25 | 0
2019-03-25 07:00 | 43549.2917 | 0
2019-03-25 08:00 | 43549.3333 | 0
2019-03-25 09:00 | 43549.375 | 687.6
2019-03-25 10:00 | 43549.4167 | 1548
2019-03-25 11:00 | 43549.4583 | 0
2019-03-25 12:00 | 43549.5 | 342
2019-03-25 13:00 | 43549.5417 | 0
2019-03-25 14:00 | 43549.5833 | 896.4
2019-03-25 15:00 | 43549.625 | 457.2
2019-03-25 16:00 | 43549.6667 | 684
2019-03-25 17:00 | 43549.7083 | 1969.2
2019-03-25 18:00 | 43549.75 | 385.2
2019-03-25 19:00 | 43549.7917 | 464.4
2019-03-25 20:00 | 43549.8333 | 0
2019-03-25 21:00 | 43549.875 | 0
2019-03-25 22:00 | 43549.9167 | 0
2019-03-25 23:00 | 43549.9583 | 0
2019-03-26 | 43550 | 0
2019-03-26 01:00 | 43550.0417 | 0
2019-03-26 02:00 | 43550.0833 | 0
2019-03-26 03:00 | 43550.125 | 0
2019-03-26 04:00 | 43550.1667 | 0
2019-03-26 05:00 | 43550.2083 | 0
2019-03-26 06:00 | 43550.25 | 0
2019-03-26 07:00 | 43550.2917 | 0
2019-03-26 08:00 | 43550.3333 | 0
2019-03-26 09:00 | 43550.375 | 673.2
2019-03-26 10:00 | 43550.4167 | 496.8
2019-03-26 11:00 | 43550.4583 | 673.2
2019-03-26 12:00 | 43550.5 | 889.2
2019-03-26 13:00 | 43550.5417 | 630
2019-03-26 14:00 | 43550.5833 | 651.6
2019-03-26 15:00 | 43550.625 | 669.6
2019-03-26 16:00 | 43550.6667 | 874.8
2019-03-26 17:00 | 43550.7083 | 439.2
2019-03-26 18:00 | 43550.75 | 468
2019-03-26 19:00 | 43550.7917 | 298.8
2019-03-26 20:00 | 43550.8333 | 0
2019-03-26 21:00 | 43550.875 | 0
2019-03-26 22:00 | 43550.9167 | 0
2019-03-26 23:00 | 43550.9583 | 0
2019-03-27 | 43551 | 0
2019-03-27 01:00 | 43551.0417 | 0
2019-03-27 02:00 | 43551.0833 | 0
2019-03-27 03:00 | 43551.125 | 0
2019-03-27 04:00 | 43551.1667 | 0
2019-03-27 05:00 | 43551.2083 | 0
2019-03-27 06:00 | 43551.25 | 0
2019-03-27 07:00 | 43551.2917 | 0
2019-03-27 08:00 | 43551.3333 | 0
2019-03-27 09:00 | 43551.375 | 1040.4
2019-03-27 10:00 | 43551.4167 | 1990.8
2019-03-27 11:00 | 43551.4583 | 2023.2
2019-03-27 12:00 | 43551.5 | 2152.8
2019-03-27 13:00 | 43551.5417 | 2149.2
2019-03-27 14:00 | 43551.5833 | 2228.4
2019-03-27 15:00 | 43551.625 | 2296.8
2019-03-27 16:00 | 43551.6667 | 2127.6
2019-03-27 17:00 | 43551.7083 | 1407.6
2019-03-27 18:00 | 43551.75 | 651.6
2019-03-27 19:00 | 43551.7917 | 655.2
2019-03-27 20:00 | 43551.8333 | 0
2019-03-27 21:00 | 43551.875 | 0
2019-03-27 22:00 | 43551.9167 | 0
2019-03-27 23:00 | 43551.9583 | 0
2019-03-28 | 43552 | 0
2019-03-28 01:00 | 43552.0417 | 0
2019-03-28 02:00 | 43552.0833 | 0
2019-03-28 03:00 | 43552.125 | 0
2019-03-28 04:00 | 43552.1667 | 0
2019-03-28 05:00 | 43552.2083 | 0
2019-03-28 06:00 | 43552.25 | 0
2019-03-28 07:00 | 43552.2917 | 0
2019-03-28 08:00 | 43552.3333 | 0
2019-03-28 09:00 | 43552.375 | 0
2019-03-28 10:00 | 43552.4167 | 0
2019-03-28 11:00 | 43552.4583 | 0
2019-03-28 12:00 | 43552.5 | 0
2019-03-28 13:00 | 43552.5417 | 0
2019-03-28 14:00 | 43552.5833 | 324
2019-03-28 15:00 | 43552.625 | 208.8
2019-03-28 16:00 | 43552.6667 | 313.2
2019-03-28 17:00 | 43552.7083 | 129.6
2019-03-28 18:00 | 43552.75 | 75.6
2019-03-28 19:00 | 43552.7917 | 64.8
2019-03-28 20:00 | 43552.8333 | 0
2019-03-28 21:00 | 43552.875 | 0
2019-03-28 22:00 | 43552.9167 | 0
2019-03-28 23:00 | 43552.9583 | 0
2019-03-29 | 43553 | 0
2019-03-29 01:00 | 43553.0417 | 0
2019-03-29 02:00 | 43553.0833 | 0
2019-03-29 03:00 | 43553.125 | 0
2019-03-29 04:00 | 43553.1667 | 0
2019-03-29 05:00 | 43553.2083 | 0
2019-03-29 06:00 | 43553.25 | 0
2019-03-29 07:00 | 43553.2917 | 0
2019-03-29 08:00 | 43553.3333 | 0
2019-03-29 09:00 | 43553.375 | 1123.2
2019-03-29 10:00 | 43553.4167 | 2347.2
2019-03-29 11:00 | 43553.4583 | 2718
2019-03-29 12:00 | 43553.5 | 2862
2019-03-29 13:00 | 43553.5417 | 2876.4
2019-03-29 14:00 | 43553.5833 | 2880
2019-03-29 15:00 | 43553.625 | 2858.4
2019-03-29 16:00 | 43553.6667 | 2905.2
2019-03-29 17:00 | 43553.7083 | 2700
2019-03-29 18:00 | 43553.75 | 2412
2019-03-29 19:00 | 43553.7917 | 1105.2
2019-03-29 20:00 | 43553.8333 | 0
2019-03-29 21:00 | 43553.875 | 0
2019-03-29 22:00 | 43553.9167 | 0
2019-03-29 23:00 | 43553.9583 | 0
2019-03-30 | 43554 | 0
2019-03-30 01:00 | 43554.0417 | 0
2019-03-30 02:00 | 43554.0833 | 0
2019-03-30 03:00 | 43554.125 | 0
2019-03-30 04:00 | 43554.1667 | 0
2019-03-30 05:00 | 43554.2083 | 0
2019-03-30 06:00 | 43554.25 | 0
2019-03-30 07:00 | 43554.2917 | 0
2019-03-30 08:00 | 43554.3333 | 0
2019-03-30 09:00 | 43554.375 | 1227.6
2019-03-30 10:00 | 43554.4167 | 2455.2
2019-03-30 11:00 | 43554.4583 | 2804.4
2019-03-30 12:00 | 43554.5 | 2883.6
2019-03-30 13:00 | 43554.5417 | 2937.6
2019-03-30 14:00 | 43554.5833 | 2930.4
2019-03-30 15:00 | 43554.625 | 2998.8
2019-03-30 16:00 | 43554.6667 | 2984.4
2019-03-30 17:00 | 43554.7083 | 2844
2019-03-30 18:00 | 43554.75 | 2541.6
2019-03-30 19:00 | 43554.7917 | 1184.4
2019-03-30 20:00 | 43554.8333 | 0
2019-03-30 21:00 | 43554.875 | 0
2019-03-30 22:00 | 43554.9167 | 0
2019-03-30 23:00 | 43554.9583 | 0
2019-03-31 | 43555 | 0
2019-03-31 01:00 | 43555.0417 | 0
2019-03-31 02:00 | 43555.0833 | 0
2019-03-31 03:00 | 43555.125 | 0
2019-03-31 04:00 | 43555.1667 | 0
2019-03-31 05:00 | 43555.2083 | 0
2019-03-31 06:00 | 43555.25 | 0
2019-03-31 07:00 | 43555.2917 | 0
2019-03-31 08:00 | 43555.3333 | 0
2019-03-31 09:00 | 43555.375 | 1148.4
2019-03-31 10:00 | 43555.4167 | 1972.8
2019-03-31 11:00 | 43555.4583 | 2372.4
2019-03-31 12:00 | 43555.5 | 2318.4
2019-03-31 13:00 | 43555.5417 | 2368.8
2019-03-31 14:00 | 43555.5833 | 2268
2019-03-31 15:00 | 43555.625 | 2595.6
2019-03-31 16:00 | 43555.6667 | 2340
2019-03-31 17:00 | 43555.7083 | 2674.8
2019-03-31 18:00 | 43555.75 | 2444.4
2019-03-31 19:00 | 43555.7917 | 1134
2019-03-31 20:00 | 43555.8333 | 0
2019-03-31 21:00 | 43555.875 | 0
2019-03-31 22:00 | 43555.9167 | 0
2019-03-31 23:00 | 43555.9583 | 0
2019-04-01 | 43556 | 0
2019-04-01 01:00 | 43556.0417 | 0
2019-04-01 02:00 | 43556.0833 | 0
2019-04-01 03:00 | 43556.125 | 0
2019-04-01 04:00 | 43556.1667 | 0
2019-04-01 05:00 | 43556.2083 | 0
2019-04-01 06:00 | 43556.25 | 0
2019-04-01 07:00 | 43556.2917 | 0
2019-04-01 08:00 | 43556.3333 | 0
2019-04-01 09:00 | 43556.375 | 993.6
2019-04-01 10:00 | 43556.4167 | 1857.6
2019-04-01 11:00 | 43556.4583 | 2008.8
2019-04-01 12:00 | 43556.5 | 1512
2019-04-01 13:00 | 43556.5417 | 1612.8
2019-04-01 14:00 | 43556.5833 | 1990.8
2019-04-01 15:00 | 43556.625 | 1897.2
2019-04-01 16:00 | 43556.6667 | 2257.2
2019-04-01 17:00 | 43556.7083 | 2293.2
2019-04-01 18:00 | 43556.75 | 2426.4
2019-04-01 19:00 | 43556.7917 | 1382.4
2019-04-01 20:00 | 43556.8333 | 0
2019-04-01 21:00 | 43556.875 | 0
2019-04-01 22:00 | 43556.9167 | 0
2019-04-01 23:00 | 43556.9583 | 0
2019-04-02 | 43557 | 0
2019-04-02 01:00 | 43557.0417 | 0
2019-04-02 02:00 | 43557.0833 | 0
2019-04-02 03:00 | 43557.125 | 0
2019-04-02 04:00 | 43557.1667 | 0
2019-04-02 05:00 | 43557.2083 | 0
2019-04-02 06:00 | 43557.25 | 0
2019-04-02 07:00 | 43557.2917 | 0
2019-04-02 08:00 | 43557.3333 | 0
2019-04-02 09:00 | 43557.375 | 756
2019-04-02 10:00 | 43557.4167 | 1292.4
2019-04-02 11:00 | 43557.4583 | 1148.4
2019-04-02 12:00 | 43557.5 | 914.4
2019-04-02 13:00 | 43557.5417 | 1839.6
2019-04-02 14:00 | 43557.5833 | 1810.8
2019-04-02 15:00 | 43557.625 | 1882.8
2019-04-02 16:00 | 43557.6667 | 2516.4
2019-04-02 17:00 | 43557.7083 | 1566
2019-04-02 18:00 | 43557.75 | 417.6
2019-04-02 19:00 | 43557.7917 | 345.6
2019-04-02 20:00 | 43557.8333 | 0
2019-04-02 21:00 | 43557.875 | 0
2019-04-02 22:00 | 43557.9167 | 0
2019-04-02 23:00 | 43557.9583 | 0
2019-04-03 | 43558 | 0
2019-04-03 01:00 | 43558.0417 | 0
2019-04-03 02:00 | 43558.0833 | 0
2019-04-03 03:00 | 43558.125 | 0
2019-04-03 04:00 | 43558.1667 | 0
2019-04-03 05:00 | 43558.2083 | 0
2019-04-03 06:00 | 43558.25 | 0
2019-04-03 07:00 | 43558.2917 | 0
2019-04-03 08:00 | 43558.3333 | 0
2019-04-03 09:00 | 43558.375 | 792
2019-04-03 10:00 | 43558.4167 | 1015.2
2019-04-03 11:00 | 43558.4583 | 1155.6
2019-04-03 12:00 | 43558.5 | 784.8
2019-04-03 13:00 | 43558.5417 | 802.8
2019-04-03 14:00 | 43558.5833 | 712.8
2019-04-03 15:00 | 43558.625 | 673.2
2019-04-03 16:00 | 43558.6667 | 482.4
2019-04-03 17:00 | 43558.7083 | 338.4
2019-04-03 18:00 | 43558.75 | 212.4
2019-04-03 19:00 | 43558.7917 | 230.4
2019-04-03 20:00 | 43558.8333 | 0
2019-04-03 21:00 | 43558.875 | 0
2019-04-03 22:00 | 43558.9167 | 0
2019-04-03 23:00 | 43558.9583 | 0
2019-04-04 | 43559 | 0
2019-04-04 01:00 | 43559.0417 | 0
2019-04-04 02:00 | 43559.0833 | 0
2019-04-04 03:00 | 43559.125 | 0
2019-04-04 04:00 | 43559.1667 | 0
2019-04-04 05:00 | 43559.2083 | 0
2019-04-04 06:00 | 43559.25 | 0
2019-04-04 07:00 | 43559.2917 | 0
2019-04-04 08:00 | 43559.3333 | 0
2019-04-04 09:00 | 43559.375 | 738
2019-04-04 10:00 | 43559.4167 | 1285.2
2019-04-04 11:00 | 43559.4583 | 1321.2
2019-04-04 12:00 | 43559.5 | 1558.8
2019-04-04 13:00 | 43559.5417 | 1324.8
2019-04-04 14:00 | 43559.5833 | 1036.8
2019-04-04 15:00 | 43559.625 | 1159.2
2019-04-04 16:00 | 43559.6667 | 831.6
2019-04-04 17:00 | 43559.7083 | 604.8
2019-04-04 18:00 | 43559.75 | 468
2019-04-04 19:00 | 43559.7917 | 410.4
2019-04-04 20:00 | 43559.8333 | 0
2019-04-04 21:00 | 43559.875 | 0
2019-04-04 22:00 | 43559.9167 | 0
2019-04-04 23:00 | 43559.9583 | 0
2019-04-05 | 43560 | 0
2019-04-05 01:00 | 43560.0417 | 0
2019-04-05 02:00 | 43560.0833 | 0
2019-04-05 03:00 | 43560.125 | 0
2019-04-05 04:00 | 43560.1667 | 0
2019-04-05 05:00 | 43560.2083 | 0
2019-04-05 06:00 | 43560.25 | 0
2019-04-05 07:00 | 43560.2917 | 0
2019-04-05 08:00 | 43560.3333 | 0
2019-04-05 09:00 | 43560.375 | 727.2
2019-04-05 10:00 | 43560.4167 | 1044
2019-04-05 11:00 | 43560.4583 | 687.6
2019-04-05 12:00 | 43560.5 | 604.8
2019-04-05 13:00 | 43560.5417 | 885.6
2019-04-05 14:00 | 43560.5833 | 1256.4
2019-04-05 15:00 | 43560.625 | 1166.4
2019-04-05 16:00 | 43560.6667 | 705.6
2019-04-05 17:00 | 43560.7083 | 1080
2019-04-05 18:00 | 43560.75 | 478.8
2019-04-05 19:00 | 43560.7917 | 288
2019-04-05 20:00 | 43560.8333 | 0
2019-04-05 21:00 | 43560.875 | 0
2019-04-05 22:00 | 43560.9167 | 0
2019-04-05 23:00 | 43560.9583 | 0
2019-04-06 | 43561 | 0
2019-04-06 01:00 | 43561.0417 | 0
2019-04-06 02:00 | 43561.0833 | 0
2019-04-06 03:00 | 43561.125 | 0
2019-04-06 04:00 | 43561.1667 | 0
2019-04-06 05:00 | 43561.2083 | 0
2019-04-06 06:00 | 43561.25 | 0
2019-04-06 07:00 | 43561.2917 | 0
2019-04-06 08:00 | 43561.3333 | 0
2019-04-06 09:00 | 43561.375 | 1929.6
2019-04-06 10:00 | 43561.4167 | 2696.4
2019-04-06 11:00 | 43561.4583 | 1576.8
2019-04-06 12:00 | 43561.5 | 2102.4
2019-04-06 13:00 | 43561.5417 | 1198.8
2019-04-06 14:00 | 43561.5833 | 327.6
2019-04-06 15:00 | 43561.625 | 338.4
2019-04-06 16:00 | 43561.6667 | 43.2
2019-04-06 17:00 | 43561.7083 | 183.6
2019-04-06 18:00 | 43561.75 | 36
2019-04-06 19:00 | 43561.7917 | 0
2019-04-06 20:00 | 43561.8333 | 0
2019-04-06 21:00 | 43561.875 | 0
2019-04-06 22:00 | 43561.9167 | 0
2019-04-06 23:00 | 43561.9583 | 0
2019-04-07 | 43562 | 0
2019-04-07 01:00 | 43562.0417 | 0
2019-04-07 02:00 | 43562.0833 | 0
2019-04-07 03:00 | 43562.125 | 0
2019-04-07 04:00 | 43562.1667 | 0
2019-04-07 05:00 | 43562.2083 | 0
2019-04-07 06:00 | 43562.25 | 0
2019-04-07 07:00 | 43562.2917 | 0
2019-04-07 08:00 | 43562.3333 | 0
2019-04-07 09:00 | 43562.375 | 637.2
2019-04-07 10:00 | 43562.4167 | 302.4
2019-04-07 11:00 | 43562.4583 | 576
2019-04-07 12:00 | 43562.5 | 428.4
2019-04-07 13:00 | 43562.5417 | 522
2019-04-07 14:00 | 43562.5833 | 705.6
2019-04-07 15:00 | 43562.625 | 435.6
2019-04-07 16:00 | 43562.6667 | 147.6
2019-04-07 17:00 | 43562.7083 | 212.4
2019-04-07 18:00 | 43562.75 | 226.8
2019-04-07 19:00 | 43562.7917 | 234
2019-04-07 20:00 | 43562.8333 | 0
2019-04-07 21:00 | 43562.875 | 0
2019-04-07 22:00 | 43562.9167 | 0
2019-04-07 23:00 | 43562.9583 | 0
2019-04-08 | 43563 | 0
2019-04-08 01:00 | 43563.0417 | 0
2019-04-08 02:00 | 43563.0833 | 0
2019-04-08 03:00 | 43563.125 | 0
2019-04-08 04:00 | 43563.1667 | 0
2019-04-08 05:00 | 43563.2083 | 0
2019-04-08 06:00 | 43563.25 | 0
2019-04-08 07:00 | 43563.2917 | 0
2019-04-08 08:00 | 43563.3333 | 266.4
2019-04-08 09:00 | 43563.375 | 82.8
2019-04-08 10:00 | 43563.4167 | 705.6
2019-04-08 11:00 | 43563.4583 | 136.8
2019-04-08 12:00 | 43563.5 | 486
2019-04-08 13:00 | 43563.5417 | 1033.2
2019-04-08 14:00 | 43563.5833 | 1281.6
2019-04-08 15:00 | 43563.625 | 2008.8
2019-04-08 16:00 | 43563.6667 | 2433.6
2019-04-08 17:00 | 43563.7083 | 1465.2
2019-04-08 18:00 | 43563.75 | 2070
2019-04-08 19:00 | 43563.7917 | 1659.6
2019-04-08 20:00 | 43563.8333 | 0
2019-04-08 21:00 | 43563.875 | 0
2019-04-08 22:00 | 43563.9167 | 0
2019-04-08 23:00 | 43563.9583 | 0
2019-04-09 | 43564 | 0
2019-04-09 01:00 | 43564.0417 | 0
2019-04-09 02:00 | 43564.0833 | 0
2019-04-09 03:00 | 43564.125 | 0
2019-04-09 04:00 | 43564.1667 | 0
2019-04-09 05:00 | 43564.2083 | 0
2019-04-09 06:00 | 43564.25 | 0
2019-04-09 07:00 | 43564.2917 | 0
2019-04-09 08:00 | 43564.3333 | 64.8
2019-04-09 09:00 | 43564.375 | 216
2019-04-09 10:00 | 43564.4167 | 255.6
2019-04-09 11:00 | 43564.4583 | 367.2
2019-04-09 12:00 | 43564.5 | 151.2
2019-04-09 13:00 | 43564.5417 | 536.4
2019-04-09 14:00 | 43564.5833 | 334.8
2019-04-09 15:00 | 43564.625 | 442.8
2019-04-09 16:00 | 43564.6667 | 133.2
2019-04-09 17:00 | 43564.7083 | 417.6
2019-04-09 18:00 | 43564.75 | 763.2
2019-04-09 19:00 | 43564.7917 | 270
2019-04-09 20:00 | 43564.8333 | 0
2019-04-09 21:00 | 43564.875 | 0
2019-04-09 22:00 | 43564.9167 | 0
2019-04-09 23:00 | 43564.9583 | 0
2019-04-10 | 43565 | 0
2019-04-10 01:00 | 43565.0417 | 0
2019-04-10 02:00 | 43565.0833 | 0
2019-04-10 03:00 | 43565.125 | 0
2019-04-10 04:00 | 43565.1667 | 0
2019-04-10 05:00 | 43565.2083 | 0
2019-04-10 06:00 | 43565.25 | 0
2019-04-10 07:00 | 43565.2917 | 0
2019-04-10 08:00 | 43565.3333 | 975.6
2019-04-10 09:00 | 43565.375 | 1551.6
2019-04-10 10:00 | 43565.4167 | 2008.8
2019-04-10 11:00 | 43565.4583 | 1998
2019-04-10 12:00 | 43565.5 | 2066.4
2019-04-10 13:00 | 43565.5417 | 2246.4
2019-04-10 14:00 | 43565.5833 | 2386.8
2019-04-10 15:00 | 43565.625 | 2347.2
2019-04-10 16:00 | 43565.6667 | 2289.6
2019-04-10 17:00 | 43565.7083 | 2487.6
2019-04-10 18:00 | 43565.75 | 2048.4
2019-04-10 19:00 | 43565.7917 | 1310.4
2019-04-10 20:00 | 43565.8333 | 0
2019-04-10 21:00 | 43565.875 | 0
2019-04-10 22:00 | 43565.9167 | 0
2019-04-10 23:00 | 43565.9583 | 0
2019-04-11 | 43566 | 0
2019-04-11 01:00 | 43566.0417 | 0
2019-04-11 02:00 | 43566.0833 | 0
2019-04-11 03:00 | 43566.125 | 0
2019-04-11 04:00 | 43566.1667 | 0
2019-04-11 05:00 | 43566.2083 | 0
2019-04-11 06:00 | 43566.25 | 0
2019-04-11 07:00 | 43566.2917 | 0
2019-04-11 08:00 | 43566.3333 | 158.4
2019-04-11 09:00 | 43566.375 | 0
2019-04-11 10:00 | 43566.4167 | 28.8
2019-04-11 11:00 | 43566.4583 | 54
2019-04-11 12:00 | 43566.5 | 36
2019-04-11 13:00 | 43566.5417 | 133.2
2019-04-11 14:00 | 43566.5833 | 306
2019-04-11 15:00 | 43566.625 | 612
2019-04-11 16:00 | 43566.6667 | 374.4
2019-04-11 17:00 | 43566.7083 | 565.2
2019-04-11 18:00 | 43566.75 | 1713.6
2019-04-11 19:00 | 43566.7917 | 1659.6
2019-04-11 20:00 | 43566.8333 | 0
2019-04-11 21:00 | 43566.875 | 0
2019-04-11 22:00 | 43566.9167 | 0
2019-04-11 23:00 | 43566.9583 | 0
2019-04-12 | 43567 | 0
2019-04-12 01:00 | 43567.0417 | 0
2019-04-12 02:00 | 43567.0833 | 0
2019-04-12 03:00 | 43567.125 | 0
2019-04-12 04:00 | 43567.1667 | 0
2019-04-12 05:00 | 43567.2083 | 0
2019-04-12 06:00 | 43567.25 | 0
2019-04-12 07:00 | 43567.2917 | 0
2019-04-12 08:00 | 43567.3333 | 190.8
2019-04-12 09:00 | 43567.375 | 363.6
2019-04-12 10:00 | 43567.4167 | 511.2
2019-04-12 11:00 | 43567.4583 | 612
2019-04-12 12:00 | 43567.5 | 478.8
2019-04-12 13:00 | 43567.5417 | 691.2
2019-04-12 14:00 | 43567.5833 | 471.6
2019-04-12 15:00 | 43567.625 | 403.2
2019-04-12 16:00 | 43567.6667 | 320.4
2019-04-12 17:00 | 43567.7083 | 136.8
2019-04-12 18:00 | 43567.75 | 39.6
2019-04-12 19:00 | 43567.7917 | 0
2019-04-12 20:00 | 43567.8333 | 0
2019-04-12 21:00 | 43567.875 | 0
2019-04-12 22:00 | 43567.9167 | 0
2019-04-12 23:00 | 43567.9583 | 0
2019-04-13 | 43568 | 0
2019-04-13 01:00 | 43568.0417 | 0
2019-04-13 02:00 | 43568.0833 | 0
2019-04-13 03:00 | 43568.125 | 0
2019-04-13 04:00 | 43568.1667 | 0
2019-04-13 05:00 | 43568.2083 | 0
2019-04-13 06:00 | 43568.25 | 0
2019-04-13 07:00 | 43568.2917 | 0
2019-04-13 08:00 | 43568.3333 | 619.2
2019-04-13 09:00 | 43568.375 | 100.8
2019-04-13 10:00 | 43568.4167 | 61.2
2019-04-13 11:00 | 43568.4583 | 442.8
2019-04-13 12:00 | 43568.5 | 2541.6
2019-04-13 13:00 | 43568.5417 | 1465.2
2019-04-13 14:00 | 43568.5833 | 597.6
2019-04-13 15:00 | 43568.625 | 28.8
2019-04-13 16:00 | 43568.6667 | 147.6
2019-04-13 17:00 | 43568.7083 | 2088
2019-04-13 18:00 | 43568.75 | 2916
2019-04-13 19:00 | 43568.7917 | 1836
2019-04-13 20:00 | 43568.8333 | 50.4
2019-04-13 21:00 | 43568.875 | 0
2019-04-13 22:00 | 43568.9167 | 0
2019-04-13 23:00 | 43568.9583 | 0
2019-04-14 | 43569 | 0
2019-04-14 01:00 | 43569.0417 | 0
2019-04-14 02:00 | 43569.0833 | 0
2019-04-14 03:00 | 43569.125 | 0
2019-04-14 04:00 | 43569.1667 | 0
2019-04-14 05:00 | 43569.2083 | 0
2019-04-14 06:00 | 43569.25 | 0
2019-04-14 07:00 | 43569.2917 | 0
2019-04-14 08:00 | 43569.3333 | 835.2
2019-04-14 09:00 | 43569.375 | 1814.4
2019-04-14 10:00 | 43569.4167 | 511.2
2019-04-14 11:00 | 43569.4583 | 2790
2019-04-14 12:00 | 43569.5 | 3538.8
2019-04-14 13:00 | 43569.5417 | 3358.8
2019-04-14 14:00 | 43569.5833 | 2037.6
2019-04-14 15:00 | 43569.625 | 90
2019-04-14 16:00 | 43569.6667 | 0
2019-04-14 17:00 | 43569.7083 | 0
2019-04-14 18:00 | 43569.75 | 0
2019-04-14 19:00 | 43569.7917 | 0
2019-04-14 20:00 | 43569.8333 | 0
2019-04-14 21:00 | 43569.875 | 0
2019-04-14 22:00 | 43569.9167 | 0
2019-04-14 23:00 | 43569.9583 | 0
2019-04-15 | 43570 | 0
2019-04-15 01:00 | 43570.0417 | 0
2019-04-15 02:00 | 43570.0833 | 0
2019-04-15 03:00 | 43570.125 | 0
2019-04-15 04:00 | 43570.1667 | 0
2019-04-15 05:00 | 43570.2083 | 0
2019-04-15 06:00 | 43570.25 | 0
2019-04-15 07:00 | 43570.2917 | 0
2019-04-15 08:00 | 43570.3333 | 1861.2
2019-04-15 09:00 | 43570.375 | 2854.8
2019-04-15 10:00 | 43570.4167 | 3333.6
2019-04-15 11:00 | 43570.4583 | 2955.6
2019-04-15 12:00 | 43570.5 | 1004.4
2019-04-15 13:00 | 43570.5417 | 172.8
2019-04-15 14:00 | 43570.5833 | 100.8
2019-04-15 15:00 | 43570.625 | 147.6
2019-04-15 16:00 | 43570.6667 | 543.6
2019-04-15 17:00 | 43570.7083 | 1188
2019-04-15 18:00 | 43570.75 | 2613.6
2019-04-15 19:00 | 43570.7917 | 2710.8
2019-04-15 20:00 | 43570.8333 | 1490.4
2019-04-15 21:00 | 43570.875 | 0
2019-04-15 22:00 | 43570.9167 | 0
2019-04-15 23:00 | 43570.9583 | 0
2019-04-16 | 43571 | 0
2019-04-16 01:00 | 43571.0417 | 0
2019-04-16 02:00 | 43571.0833 | 0
2019-04-16 03:00 | 43571.125 | 0
2019-04-16 04:00 | 43571.1667 | 0
2019-04-16 05:00 | 43571.2083 | 0
2019-04-16 06:00 | 43571.25 | 0
2019-04-16 07:00 | 43571.2917 | 0
2019-04-16 08:00 | 43571.3333 | 792
2019-04-16 09:00 | 43571.375 | 1288.8
2019-04-16 10:00 | 43571.4167 | 1501.2
2019-04-16 11:00 | 43571.4583 | 1587.6
2019-04-16 12:00 | 43571.5 | 1749.6
2019-04-16 13:00 | 43571.5417 | 1926
2019-04-16 14:00 | 43571.5833 | 1915.2
2019-04-16 15:00 | 43571.625 | 1972.8
2019-04-16 16:00 | 43571.6667 | 1702.8
2019-04-16 17:00 | 43571.7083 | 1587.6
2019-04-16 18:00 | 43571.75 | 1429.2
2019-04-16 19:00 | 43571.7917 | 1458
2019-04-16 20:00 | 43571.8333 | 741.6
2019-04-16 21:00 | 43571.875 | 0
2019-04-16 22:00 | 43571.9167 | 0
2019-04-16 23:00 | 43571.9583 | 0
2019-04-17 | 43572 | 0
2019-04-17 01:00 | 43572.0417 | 0
2019-04-17 02:00 | 43572.0833 | 0
2019-04-17 03:00 | 43572.125 | 0
2019-04-17 04:00 | 43572.1667 | 0
2019-04-17 05:00 | 43572.2083 | 0
2019-04-17 06:00 | 43572.25 | 0
2019-04-17 07:00 | 43572.2917 | 0
2019-04-17 08:00 | 43572.3333 | 972
2019-04-17 09:00 | 43572.375 | 1720.8
2019-04-17 10:00 | 43572.4167 | 626.4
2019-04-17 11:00 | 43572.4583 | 1184.4
2019-04-17 12:00 | 43572.5 | 2095.2
2019-04-17 13:00 | 43572.5417 | 2250
2019-04-17 14:00 | 43572.5833 | 2073.6
2019-04-17 15:00 | 43572.625 | 1821.6
2019-04-17 16:00 | 43572.6667 | 1778.4
2019-04-17 17:00 | 43572.7083 | 1224
2019-04-17 18:00 | 43572.75 | 421.2
2019-04-17 19:00 | 43572.7917 | 446.4
2019-04-17 20:00 | 43572.8333 | 486
2019-04-17 21:00 | 43572.875 | 0
2019-04-17 22:00 | 43572.9167 | 0
2019-04-17 23:00 | 43572.9583 | 0
2019-04-18 | 43573 | 0
2019-04-18 01:00 | 43573.0417 | 0
2019-04-18 02:00 | 43573.0833 | 0
2019-04-18 03:00 | 43573.125 | 0
2019-04-18 04:00 | 43573.1667 | 0
2019-04-18 05:00 | 43573.2083 | 0
2019-04-18 06:00 | 43573.25 | 0
2019-04-18 07:00 | 43573.2917 | 0
2019-04-18 08:00 | 43573.3333 | 403.2
2019-04-18 09:00 | 43573.375 | 270
2019-04-18 10:00 | 43573.4167 | 324
2019-04-18 11:00 | 43573.4583 | 619.2
2019-04-18 12:00 | 43573.5 | 475.2
2019-04-18 13:00 | 43573.5417 | 615.6
2019-04-18 14:00 | 43573.5833 | 1357.2
2019-04-18 15:00 | 43573.625 | 1461.6
2019-04-18 16:00 | 43573.6667 | 2041.2
2019-04-18 17:00 | 43573.7083 | 2156.4
2019-04-18 18:00 | 43573.75 | 2426.4
2019-04-18 19:00 | 43573.7917 | 2527.2
2019-04-18 20:00 | 43573.8333 | 1771.2
2019-04-18 21:00 | 43573.875 | 0
2019-04-18 22:00 | 43573.9167 | 0
2019-04-18 23:00 | 43573.9583 | 0
2019-04-19 | 43574 | 0
2019-04-19 01:00 | 43574.0417 | 0
2019-04-19 02:00 | 43574.0833 | 0
2019-04-19 03:00 | 43574.125 | 0
2019-04-19 04:00 | 43574.1667 | 0
2019-04-19 05:00 | 43574.2083 | 0
2019-04-19 06:00 | 43574.25 | 0
2019-04-19 07:00 | 43574.2917 | 0
2019-04-19 08:00 | 43574.3333 | 0
2019-04-19 09:00 | 43574.375 | 0
2019-04-19 10:00 | 43574.4167 | 0
2019-04-19 11:00 | 43574.4583 | 0
2019-04-19 12:00 | 43574.5 | 0
2019-04-19 13:00 | 43574.5417 | 0
2019-04-19 14:00 | 43574.5833 | 0
2019-04-19 15:00 | 43574.625 | 0
2019-04-19 16:00 | 43574.6667 | 0
2019-04-19 17:00 | 43574.7083 | 0
2019-04-19 18:00 | 43574.75 | 0
2019-04-19 19:00 | 43574.7917 | 0
2019-04-19 20:00 | 43574.8333 | 0
2019-04-19 21:00 | 43574.875 | 0
2019-04-19 22:00 | 43574.9167 | 0
2019-04-19 23:00 | 43574.9583 | 0
2019-04-20 | 43575 | 0
2019-04-20 01:00 | 43575.0417 | 0
2019-04-20 02:00 | 43575.0833 | 0
2019-04-20 03:00 | 43575.125 | 0
2019-04-20 04:00 | 43575.1667 | 0
2019-04-20 05:00 | 43575.2083 | 0
2019-04-20 06:00 | 43575.25 | 0
2019-04-20 07:00 | 43575.2917 | 0
2019-04-20 08:00 | 43575.3333 | 741.6
2019-04-20 09:00 | 43575.375 | 1310.4
2019-04-20 10:00 | 43575.4167 | 1490.4
2019-04-20 11:00 | 43575.4583 | 1857.6
2019-04-20 12:00 | 43575.5 | 2016
2019-04-20 13:00 | 43575.5417 | 1663.2
2019-04-20 14:00 | 43575.5833 | 1749.6
2019-04-20 15:00 | 43575.625 | 1897.2
2019-04-20 16:00 | 43575.6667 | 1753.2
2019-04-20 17:00 | 43575.7083 | 1360.8
2019-04-20 18:00 | 43575.75 | 1821.6
2019-04-20 19:00 | 43575.7917 | 1328.4
2019-04-20 20:00 | 43575.8333 | 360
2019-04-20 21:00 | 43575.875 | 0
2019-04-20 22:00 | 43575.9167 | 0
2019-04-20 23:00 | 43575.9583 | 0
2019-04-21 | 43576 | 0
2019-04-21 01:00 | 43576.0417 | 0
2019-04-21 02:00 | 43576.0833 | 0
2019-04-21 03:00 | 43576.125 | 0
2019-04-21 04:00 | 43576.1667 | 0
2019-04-21 05:00 | 43576.2083 | 0
2019-04-21 06:00 | 43576.25 | 0
2019-04-21 07:00 | 43576.2917 | 0
2019-04-21 08:00 | 43576.3333 | 1836
2019-04-21 09:00 | 43576.375 | 2761.2
2019-04-21 10:00 | 43576.4167 | 3297.6
2019-04-21 11:00 | 43576.4583 | 3538.8
2019-04-21 12:00 | 43576.5 | 2923.2
2019-04-21 13:00 | 43576.5417 | 1026
2019-04-21 14:00 | 43576.5833 | 0
2019-04-21 15:00 | 43576.625 | 0
2019-04-21 16:00 | 43576.6667 | 0
2019-04-21 17:00 | 43576.7083 | 36
2019-04-21 18:00 | 43576.75 | 918
2019-04-21 19:00 | 43576.7917 | 576
2019-04-21 20:00 | 43576.8333 | 500.4
2019-04-21 21:00 | 43576.875 | 0
2019-04-21 22:00 | 43576.9167 | 0
2019-04-21 23:00 | 43576.9583 | 0
2019-04-22 | 43577 | 0
2019-04-22 01:00 | 43577.0417 | 0
2019-04-22 02:00 | 43577.0833 | 0
2019-04-22 03:00 | 43577.125 | 0
2019-04-22 04:00 | 43577.1667 | 0
2019-04-22 05:00 | 43577.2083 | 0
2019-04-22 06:00 | 43577.25 | 0
2019-04-22 07:00 | 43577.2917 | 0
2019-04-22 08:00 | 43577.3333 | 0
2019-04-22 09:00 | 43577.375 | 1112.4
2019-04-22 10:00 | 43577.4167 | 288
2019-04-22 11:00 | 43577.4583 | 320.4
2019-04-22 12:00 | 43577.5 | 1360.8
2019-04-22 13:00 | 43577.5417 | 547.2
2019-04-22 14:00 | 43577.5833 | 104.4
2019-04-22 15:00 | 43577.625 | 417.6
2019-04-22 16:00 | 43577.6667 | 417.6
2019-04-22 17:00 | 43577.7083 | 345.6
2019-04-22 18:00 | 43577.75 | 1375.2
2019-04-22 19:00 | 43577.7917 | 792
2019-04-22 20:00 | 43577.8333 | 1047.6
2019-04-22 21:00 | 43577.875 | 0
2019-04-22 22:00 | 43577.9167 | 0
2019-04-22 23:00 | 43577.9583 | 0
2019-04-23 | 43578 | 0
2019-04-23 01:00 | 43578.0417 | 0
2019-04-23 02:00 | 43578.0833 | 0
2019-04-23 03:00 | 43578.125 | 0
2019-04-23 04:00 | 43578.1667 | 0
2019-04-23 05:00 | 43578.2083 | 0
2019-04-23 06:00 | 43578.25 | 0
2019-04-23 07:00 | 43578.2917 | 0
2019-04-23 08:00 | 43578.3333 | 36
2019-04-23 09:00 | 43578.375 | 64.8
2019-04-23 10:00 | 43578.4167 | 75.6
2019-04-23 11:00 | 43578.4583 | 97.2
2019-04-23 12:00 | 43578.5 | 140.4
2019-04-23 13:00 | 43578.5417 | 126
2019-04-23 14:00 | 43578.5833 | 154.8
2019-04-23 15:00 | 43578.625 | 100.8
2019-04-23 16:00 | 43578.6667 | 126
2019-04-23 17:00 | 43578.7083 | 144
2019-04-23 18:00 | 43578.75 | 61.2
2019-04-23 19:00 | 43578.7917 | 57.6
2019-04-23 20:00 | 43578.8333 | 3.6
2019-04-23 21:00 | 43578.875 | 0
2019-04-23 22:00 | 43578.9167 | 0
2019-04-23 23:00 | 43578.9583 | 0
2019-04-24 | 43579 | 0
2019-04-24 01:00 | 43579.0417 | 0
2019-04-24 02:00 | 43579.0833 | 0
2019-04-24 03:00 | 43579.125 | 0
2019-04-24 04:00 | 43579.1667 | 0
2019-04-24 05:00 | 43579.2083 | 0
2019-04-24 06:00 | 43579.25 | 0
2019-04-24 07:00 | 43579.2917 | 0
2019-04-24 08:00 | 43579.3333 | 0
2019-04-24 09:00 | 43579.375 | 10.8
2019-04-24 10:00 | 43579.4167 | 43.2
2019-04-24 11:00 | 43579.4583 | 57.6
2019-04-24 12:00 | 43579.5 | 86.4
2019-04-24 13:00 | 43579.5417 | 93.6
2019-04-24 14:00 | 43579.5833 | 86.4
2019-04-24 15:00 | 43579.625 | 90
2019-04-24 16:00 | 43579.6667 | 72
2019-04-24 17:00 | 43579.7083 | 108
2019-04-24 18:00 | 43579.75 | 100.8
2019-04-24 19:00 | 43579.7917 | 39.6
2019-04-24 20:00 | 43579.8333 | 0
2019-04-24 21:00 | 43579.875 | 0
2019-04-24 22:00 | 43579.9167 | 0
2019-04-24 23:00 | 43579.9583 | 0
2019-04-25 | 43580 | 0
2019-04-25 01:00 | 43580.0417 | 0
2019-04-25 02:00 | 43580.0833 | 0
2019-04-25 03:00 | 43580.125 | 0
2019-04-25 04:00 | 43580.1667 | 0
2019-04-25 05:00 | 43580.2083 | 0
2019-04-25 06:00 | 43580.25 | 0
2019-04-25 07:00 | 43580.2917 | 0
2019-04-25 08:00 | 43580.3333 | 720
2019-04-25 09:00 | 43580.375 | 2530.8
2019-04-25 10:00 | 43580.4167 | 2905.2
2019-04-25 11:00 | 43580.4583 | 1879.2
2019-04-25 12:00 | 43580.5 | 298.8
2019-04-25 13:00 | 43580.5417 | 280.8
2019-04-25 14:00 | 43580.5833 | 288
2019-04-25 15:00 | 43580.625 | 759.6
2019-04-25 16:00 | 43580.6667 | 111.6
2019-04-25 17:00 | 43580.7083 | 14.4
2019-04-25 18:00 | 43580.75 | 43.2
2019-04-25 19:00 | 43580.7917 | 0
2019-04-25 20:00 | 43580.8333 | 0
2019-04-25 21:00 | 43580.875 | 0
2019-04-25 22:00 | 43580.9167 | 0
2019-04-25 23:00 | 43580.9583 | 0
2019-04-26 | 43581 | 0
2019-04-26 01:00 | 43581.0417 | 0
2019-04-26 02:00 | 43581.0833 | 0
2019-04-26 03:00 | 43581.125 | 0
2019-04-26 04:00 | 43581.1667 | 0
2019-04-26 05:00 | 43581.2083 | 0
2019-04-26 06:00 | 43581.25 | 0
2019-04-26 07:00 | 43581.2917 | 0
2019-04-26 08:00 | 43581.3333 | 0
2019-04-26 09:00 | 43581.375 | 223.2
2019-04-26 10:00 | 43581.4167 | 111.6
2019-04-26 11:00 | 43581.4583 | 259.2
2019-04-26 12:00 | 43581.5 | 61.2
2019-04-26 13:00 | 43581.5417 | 32.4
2019-04-26 14:00 | 43581.5833 | 43.2
2019-04-26 15:00 | 43581.625 | 54
2019-04-26 16:00 | 43581.6667 | 57.6
2019-04-26 17:00 | 43581.7083 | 0
2019-04-26 18:00 | 43581.75 | 0
2019-04-26 19:00 | 43581.7917 | 0
2019-04-26 20:00 | 43581.8333 | 0
2019-04-26 21:00 | 43581.875 | 0
2019-04-26 22:00 | 43581.9167 | 0
2019-04-26 23:00 | 43581.9583 | 0
2019-04-27 | 43582 | 0
2019-04-27 01:00 | 43582.0417 | 0
2019-04-27 02:00 | 43582.0833 | 0
2019-04-27 03:00 | 43582.125 | 0
2019-04-27 04:00 | 43582.1667 | 0
2019-04-27 05:00 | 43582.2083 | 0
2019-04-27 06:00 | 43582.25 | 0
2019-04-27 07:00 | 43582.2917 | 0
2019-04-27 08:00 | 43582.3333 | 1069.2
2019-04-27 09:00 | 43582.375 | 2563.2
2019-04-27 10:00 | 43582.4167 | 2991.6
2019-04-27 11:00 | 43582.4583 | 3153.6
2019-04-27 12:00 | 43582.5 | 3250.8
2019-04-27 13:00 | 43582.5417 | 3283.2
2019-04-27 14:00 | 43582.5833 | 3322.8
2019-04-27 15:00 | 43582.625 | 3322.8
2019-04-27 16:00 | 43582.6667 | 3294
2019-04-27 17:00 | 43582.7083 | 3222
2019-04-27 18:00 | 43582.75 | 3006
2019-04-27 19:00 | 43582.7917 | 2462.4
2019-04-27 20:00 | 43582.8333 | 1548
2019-04-27 21:00 | 43582.875 | 0
2019-04-27 22:00 | 43582.9167 | 0
2019-04-27 23:00 | 43582.9583 | 0
2019-04-28 | 43583 | 0
2019-04-28 01:00 | 43583.0417 | 0
2019-04-28 02:00 | 43583.0833 | 0
2019-04-28 03:00 | 43583.125 | 0
2019-04-28 04:00 | 43583.1667 | 0
2019-04-28 05:00 | 43583.2083 | 0
2019-04-28 06:00 | 43583.25 | 0
2019-04-28 07:00 | 43583.2917 | 0
2019-04-28 08:00 | 43583.3333 | 982.8
2019-04-28 09:00 | 43583.375 | 1756.8
2019-04-28 10:00 | 43583.4167 | 1411.2
2019-04-28 11:00 | 43583.4583 | 1116
2019-04-28 12:00 | 43583.5 | 1076.4
2019-04-28 13:00 | 43583.5417 | 1306.8
2019-04-28 14:00 | 43583.5833 | 1764
2019-04-28 15:00 | 43583.625 | 1483.2
2019-04-28 16:00 | 43583.6667 | 1519.2
2019-04-28 17:00 | 43583.7083 | 1972.8
2019-04-28 18:00 | 43583.75 | 2671.2
2019-04-28 19:00 | 43583.7917 | 2044.8
2019-04-28 20:00 | 43583.8333 | 1238.4
2019-04-28 21:00 | 43583.875 | 0
2019-04-28 22:00 | 43583.9167 | 0
2019-04-28 23:00 | 43583.9583 | 0
2019-04-29 | 43584 | 0
2019-04-29 01:00 | 43584.0417 | 0
2019-04-29 02:00 | 43584.0833 | 0
2019-04-29 03:00 | 43584.125 | 0
2019-04-29 04:00 | 43584.1667 | 0
2019-04-29 05:00 | 43584.2083 | 0
2019-04-29 06:00 | 43584.25 | 0
2019-04-29 07:00 | 43584.2917 | 0
2019-04-29 08:00 | 43584.3333 | 0
2019-04-29 09:00 | 43584.375 | 0
2019-04-29 10:00 | 43584.4167 | 0
2019-04-29 11:00 | 43584.4583 | 10.8
2019-04-29 12:00 | 43584.5 | 36
2019-04-29 13:00 | 43584.5417 | 10.8
2019-04-29 14:00 | 43584.5833 | 54
2019-04-29 15:00 | 43584.625 | 90
2019-04-29 16:00 | 43584.6667 | 144
2019-04-29 17:00 | 43584.7083 | 133.2
2019-04-29 18:00 | 43584.75 | 543.6
2019-04-29 19:00 | 43584.7917 | 1105.2
2019-04-29 20:00 | 43584.8333 | 1069.2
2019-04-29 21:00 | 43584.875 | 0
2019-04-29 22:00 | 43584.9167 | 0
2019-04-29 23:00 | 43584.9583 | 0
2019-04-30 | 43585 | 0
2019-04-30 01:00 | 43585.0417 | 0
2019-04-30 02:00 | 43585.0833 | 0
2019-04-30 03:00 | 43585.125 | 0
2019-04-30 04:00 | 43585.1667 | 0
2019-04-30 05:00 | 43585.2083 | 0
2019-04-30 06:00 | 43585.25 | 0
2019-04-30 07:00 | 43585.2917 | 0
2019-04-30 08:00 | 43585.3333 | 1000.8
2019-04-30 09:00 | 43585.375 | 2185.2
2019-04-30 10:00 | 43585.4167 | 2480.4
2019-04-30 11:00 | 43585.4583 | 2556
2019-04-30 12:00 | 43585.5 | 2707.2
2019-04-30 13:00 | 43585.5417 | 2584.8
2019-04-30 14:00 | 43585.5833 | 2628
2019-04-30 15:00 | 43585.625 | 2577.6
2019-04-30 16:00 | 43585.6667 | 2685.6
2019-04-30 17:00 | 43585.7083 | 2577.6
2019-04-30 18:00 | 43585.75 | 2422.8
2019-04-30 19:00 | 43585.7917 | 1944
2019-04-30 20:00 | 43585.8333 | 1281.6
2019-04-30 21:00 | 43585.875 | 0
2019-04-30 22:00 | 43585.9167 | 0
2019-04-30 23:00 | 43585.9583 | 0
2019-05-01 | 43586 | 0
2019-05-01 01:00 | 43586.0417 | 0
2019-05-01 02:00 | 43586.0833 | 0
2019-05-01 03:00 | 43586.125 | 0
2019-05-01 04:00 | 43586.1667 | 0
2019-05-01 05:00 | 43586.2083 | 0
2019-05-01 06:00 | 43586.25 | 0
2019-05-01 07:00 | 43586.2917 | 0
2019-05-01 08:00 | 43586.3333 | 1137.6
2019-05-01 09:00 | 43586.375 | 2599.2
2019-05-01 10:00 | 43586.4167 | 2919.6
2019-05-01 11:00 | 43586.4583 | 3042
2019-05-01 12:00 | 43586.5 | 3139.2
2019-05-01 13:00 | 43586.5417 | 3171.6
2019-05-01 14:00 | 43586.5833 | 3164.4
2019-05-01 15:00 | 43586.625 | 3135.6
2019-05-01 16:00 | 43586.6667 | 3110.4
2019-05-01 17:00 | 43586.7083 | 3085.2
2019-05-01 18:00 | 43586.75 | 2872.8
2019-05-01 19:00 | 43586.7917 | 2347.2
2019-05-01 20:00 | 43586.8333 | 1544.4
2019-05-01 21:00 | 43586.875 | 0
2019-05-01 22:00 | 43586.9167 | 0
2019-05-01 23:00 | 43586.9583 | 0
2019-05-02 | 43587 | 0
2019-05-02 01:00 | 43587.0417 | 0
2019-05-02 02:00 | 43587.0833 | 0
2019-05-02 03:00 | 43587.125 | 0
2019-05-02 04:00 | 43587.1667 | 0
2019-05-02 05:00 | 43587.2083 | 0
2019-05-02 06:00 | 43587.25 | 0
2019-05-02 07:00 | 43587.2917 | 0
2019-05-02 08:00 | 43587.3333 | 939.6
2019-05-02 09:00 | 43587.375 | 2026.8
2019-05-02 10:00 | 43587.4167 | 2372.4
2019-05-02 11:00 | 43587.4583 | 2358
2019-05-02 12:00 | 43587.5 | 2484
2019-05-02 13:00 | 43587.5417 | 2412
2019-05-02 14:00 | 43587.5833 | 2689.2
2019-05-02 15:00 | 43587.625 | 2653.2
2019-05-02 16:00 | 43587.6667 | 2739.6
2019-05-02 17:00 | 43587.7083 | 2887.2
2019-05-02 18:00 | 43587.75 | 2829.6
2019-05-02 19:00 | 43587.7917 | 2430
2019-05-02 20:00 | 43587.8333 | 1620
2019-05-02 21:00 | 43587.875 | 0
2019-05-02 22:00 | 43587.9167 | 0
2019-05-02 23:00 | 43587.9583 | 0
2019-05-03 | 43588 | 0
2019-05-03 01:00 | 43588.0417 | 0
2019-05-03 02:00 | 43588.0833 | 0
2019-05-03 03:00 | 43588.125 | 0
2019-05-03 04:00 | 43588.1667 | 0
2019-05-03 05:00 | 43588.2083 | 0
2019-05-03 06:00 | 43588.25 | 0
2019-05-03 07:00 | 43588.2917 | 0
2019-05-03 08:00 | 43588.3333 | 0
2019-05-03 09:00 | 43588.375 | 0
2019-05-03 10:00 | 43588.4167 | 3.6
2019-05-03 11:00 | 43588.4583 | 3.6
2019-05-03 12:00 | 43588.5 | 3.6
2019-05-03 13:00 | 43588.5417 | 3.6
2019-05-03 14:00 | 43588.5833 | 3.6
2019-05-03 15:00 | 43588.625 | 7.2
2019-05-03 16:00 | 43588.6667 | 0
2019-05-03 17:00 | 43588.7083 | 0
2019-05-03 18:00 | 43588.75 | 0
2019-05-03 19:00 | 43588.7917 | 0
2019-05-03 20:00 | 43588.8333 | 0
2019-05-03 21:00 | 43588.875 | 0
2019-05-03 22:00 | 43588.9167 | 0
2019-05-03 23:00 | 43588.9583 | 0
2019-05-04 | 43589 | 0
2019-05-04 01:00 | 43589.0417 | 0
2019-05-04 02:00 | 43589.0833 | 0
2019-05-04 03:00 | 43589.125 | 0
2019-05-04 04:00 | 43589.1667 | 0
2019-05-04 05:00 | 43589.2083 | 0
2019-05-04 06:00 | 43589.25 | 0
2019-05-04 07:00 | 43589.2917 | 0
2019-05-04 08:00 | 43589.3333 | 0
2019-05-04 09:00 | 43589.375 | 18
2019-05-04 10:00 | 43589.4167 | 57.6
2019-05-04 11:00 | 43589.4583 | 61.2
2019-05-04 12:00 | 43589.5 | 68.4
2019-05-04 13:00 | 43589.5417 | 111.6
2019-05-04 14:00 | 43589.5833 | 151.2
2019-05-04 15:00 | 43589.625 | 144
2019-05-04 16:00 | 43589.6667 | 100.8
2019-05-04 17:00 | 43589.7083 | 72
2019-05-04 18:00 | 43589.75 | 43.2
2019-05-04 19:00 | 43589.7917 | 75.6
2019-05-04 20:00 | 43589.8333 | 0
2019-05-04 21:00 | 43589.875 | 0
2019-05-04 22:00 | 43589.9167 | 0
2019-05-04 23:00 | 43589.9583 | 0
2019-05-05 | 43590 | 0
2019-05-05 01:00 | 43590.0417 | 0
2019-05-05 02:00 | 43590.0833 | 0
2019-05-05 03:00 | 43590.125 | 0
2019-05-05 04:00 | 43590.1667 | 0
2019-05-05 05:00 | 43590.2083 | 0
2019-05-05 06:00 | 43590.25 | 0
2019-05-05 07:00 | 43590.2917 | 0
2019-05-05 08:00 | 43590.3333 | 0
2019-05-05 09:00 | 43590.375 | 0
2019-05-05 10:00 | 43590.4167 | 3.6
2019-05-05 11:00 | 43590.4583 | 0
2019-05-05 12:00 | 43590.5 | 36
2019-05-05 13:00 | 43590.5417 | 147.6
2019-05-05 14:00 | 43590.5833 | 90
2019-05-05 15:00 | 43590.625 | 133.2
2019-05-05 16:00 | 43590.6667 | 151.2
2019-05-05 17:00 | 43590.7083 | 273.6
2019-05-05 18:00 | 43590.75 | 327.6
2019-05-05 19:00 | 43590.7917 | 496.8
2019-05-05 20:00 | 43590.8333 | 1155.6
2019-05-05 21:00 | 43590.875 | 0
2019-05-05 22:00 | 43590.9167 | 0
2019-05-05 23:00 | 43590.9583 | 0
2019-05-06 | 43591 | 0
2019-05-06 01:00 | 43591.0417 | 0
2019-05-06 02:00 | 43591.0833 | 0
2019-05-06 03:00 | 43591.125 | 0
2019-05-06 04:00 | 43591.1667 | 0
2019-05-06 05:00 | 43591.2083 | 0
2019-05-06 06:00 | 43591.25 | 0
2019-05-06 07:00 | 43591.2917 | 0
2019-05-06 08:00 | 43591.3333 | 1015.2
2019-05-06 09:00 | 43591.375 | 1526.4
2019-05-06 10:00 | 43591.4167 | 1580.4
2019-05-06 11:00 | 43591.4583 | 1735.2
2019-05-06 12:00 | 43591.5 | 1623.6
2019-05-06 13:00 | 43591.5417 | 1839.6
2019-05-06 14:00 | 43591.5833 | 1728
2019-05-06 15:00 | 43591.625 | 1627.2
2019-05-06 16:00 | 43591.6667 | 1540.8
2019-05-06 17:00 | 43591.7083 | 1396.8
2019-05-06 18:00 | 43591.75 | 1328.4
2019-05-06 19:00 | 43591.7917 | 1144.8
2019-05-06 20:00 | 43591.8333 | 676.8
2019-05-06 21:00 | 43591.875 | 0
2019-05-06 22:00 | 43591.9167 | 0
2019-05-06 23:00 | 43591.9583 | 0
2019-05-07 | 43592 | 0
2019-05-07 01:00 | 43592.0417 | 0
2019-05-07 02:00 | 43592.0833 | 0
2019-05-07 03:00 | 43592.125 | 0
2019-05-07 04:00 | 43592.1667 | 0
2019-05-07 05:00 | 43592.2083 | 0
2019-05-07 06:00 | 43592.25 | 0
2019-05-07 07:00 | 43592.2917 | 0
2019-05-07 08:00 | 43592.3333 | 777.6
2019-05-07 09:00 | 43592.375 | 1400.4
2019-05-07 10:00 | 43592.4167 | 1494
2019-05-07 11:00 | 43592.4583 | 1634.4
2019-05-07 12:00 | 43592.5 | 1792.8
2019-05-07 13:00 | 43592.5417 | 1814.4
2019-05-07 14:00 | 43592.5833 | 1803.6
2019-05-07 15:00 | 43592.625 | 1504.8
2019-05-07 16:00 | 43592.6667 | 1310.4
2019-05-07 17:00 | 43592.7083 | 1188
2019-05-07 18:00 | 43592.75 | 1090.8
2019-05-07 19:00 | 43592.7917 | 511.2
2019-05-07 20:00 | 43592.8333 | 295.2
2019-05-07 21:00 | 43592.875 | 0
2019-05-07 22:00 | 43592.9167 | 0
2019-05-07 23:00 | 43592.9583 | 0
2019-05-08 | 43593 | 0
2019-05-08 01:00 | 43593.0417 | 0
2019-05-08 02:00 | 43593.0833 | 0
2019-05-08 03:00 | 43593.125 | 0
2019-05-08 04:00 | 43593.1667 | 0
2019-05-08 05:00 | 43593.2083 | 0
2019-05-08 06:00 | 43593.25 | 0
2019-05-08 07:00 | 43593.2917 | 0
2019-05-08 08:00 | 43593.3333 | 356.4
2019-05-08 09:00 | 43593.375 | 266.4
2019-05-08 10:00 | 43593.4167 | 518.4
2019-05-08 11:00 | 43593.4583 | 1065.6
2019-05-08 12:00 | 43593.5 | 1256.4
2019-05-08 13:00 | 43593.5417 | 1170
2019-05-08 14:00 | 43593.5833 | 1512
2019-05-08 15:00 | 43593.625 | 1908
2019-05-08 16:00 | 43593.6667 | 2296.8
2019-05-08 17:00 | 43593.7083 | 2145.6
2019-05-08 18:00 | 43593.75 | 2678.4
2019-05-08 19:00 | 43593.7917 | 2660.4
2019-05-08 20:00 | 43593.8333 | 1774.8
2019-05-08 21:00 | 43593.875 | 0
2019-05-08 22:00 | 43593.9167 | 0
2019-05-08 23:00 | 43593.9583 | 0
2019-05-09 | 43594 | 0
2019-05-09 01:00 | 43594.0417 | 0
2019-05-09 02:00 | 43594.0833 | 0
2019-05-09 03:00 | 43594.125 | 0
2019-05-09 04:00 | 43594.1667 | 0
2019-05-09 05:00 | 43594.2083 | 0
2019-05-09 06:00 | 43594.25 | 0
2019-05-09 07:00 | 43594.2917 | 0
2019-05-09 08:00 | 43594.3333 | 1317.6
2019-05-09 09:00 | 43594.375 | 2606.4
2019-05-09 10:00 | 43594.4167 | 2937.6
2019-05-09 11:00 | 43594.4583 | 3009.6
2019-05-09 12:00 | 43594.5 | 3078
2019-05-09 13:00 | 43594.5417 | 3099.6
2019-05-09 14:00 | 43594.5833 | 3150
2019-05-09 15:00 | 43594.625 | 3081.6
2019-05-09 16:00 | 43594.6667 | 3103.2
2019-05-09 17:00 | 43594.7083 | 3034.8
2019-05-09 18:00 | 43594.75 | 2840.4
2019-05-09 19:00 | 43594.7917 | 2383.2
2019-05-09 20:00 | 43594.8333 | 1594.8
2019-05-09 21:00 | 43594.875 | 0
2019-05-09 22:00 | 43594.9167 | 0
2019-05-09 23:00 | 43594.9583 | 0
2019-05-10 | 43595 | 0
2019-05-10 01:00 | 43595.0417 | 0
2019-05-10 02:00 | 43595.0833 | 0
2019-05-10 03:00 | 43595.125 | 0
2019-05-10 04:00 | 43595.1667 | 0
2019-05-10 05:00 | 43595.2083 | 0
2019-05-10 06:00 | 43595.25 | 0
2019-05-10 07:00 | 43595.2917 | 0
2019-05-10 08:00 | 43595.3333 | 0
2019-05-10 09:00 | 43595.375 | 0
2019-05-10 10:00 | 43595.4167 | 0
2019-05-10 11:00 | 43595.4583 | 3.6
2019-05-10 12:00 | 43595.5 | 3.6
2019-05-10 13:00 | 43595.5417 | 3.6
2019-05-10 14:00 | 43595.5833 | 3.6
2019-05-10 15:00 | 43595.625 | 3.6
2019-05-10 16:00 | 43595.6667 | 0
2019-05-10 17:00 | 43595.7083 | 0
2019-05-10 18:00 | 43595.75 | 0
2019-05-10 19:00 | 43595.7917 | 0
2019-05-10 20:00 | 43595.8333 | 0
2019-05-10 21:00 | 43595.875 | 0
2019-05-10 22:00 | 43595.9167 | 0
2019-05-10 23:00 | 43595.9583 | 0
2019-05-11 | 43596 | 0
2019-05-11 01:00 | 43596.0417 | 0
2019-05-11 02:00 | 43596.0833 | 0
2019-05-11 03:00 | 43596.125 | 0
2019-05-11 04:00 | 43596.1667 | 0
2019-05-11 05:00 | 43596.2083 | 0
2019-05-11 06:00 | 43596.25 | 0
2019-05-11 07:00 | 43596.2917 | 0
2019-05-11 08:00 | 43596.3333 | 90
2019-05-11 09:00 | 43596.375 | 1242
2019-05-11 10:00 | 43596.4167 | 280.8
2019-05-11 11:00 | 43596.4583 | 810
2019-05-11 12:00 | 43596.5 | 39.6
2019-05-11 13:00 | 43596.5417 | 324
2019-05-11 14:00 | 43596.5833 | 151.2
2019-05-11 15:00 | 43596.625 | 694.8
2019-05-11 16:00 | 43596.6667 | 61.2
2019-05-11 17:00 | 43596.7083 | 0
2019-05-11 18:00 | 43596.75 | 0
2019-05-11 19:00 | 43596.7917 | 262.8
2019-05-11 20:00 | 43596.8333 | 1256.4
2019-05-11 21:00 | 43596.875 | 0
2019-05-11 22:00 | 43596.9167 | 0
2019-05-11 23:00 | 43596.9583 | 0
2019-05-12 | 43597 | 0
2019-05-12 01:00 | 43597.0417 | 0
2019-05-12 02:00 | 43597.0833 | 0
2019-05-12 03:00 | 43597.125 | 0
2019-05-12 04:00 | 43597.1667 | 0
2019-05-12 05:00 | 43597.2083 | 0
2019-05-12 06:00 | 43597.25 | 0
2019-05-12 07:00 | 43597.2917 | 0
2019-05-12 08:00 | 43597.3333 | 1566
2019-05-12 09:00 | 43597.375 | 2808
2019-05-12 10:00 | 43597.4167 | 2311.2
2019-05-12 11:00 | 43597.4583 | 2368.8
2019-05-12 12:00 | 43597.5 | 1245.6
2019-05-12 13:00 | 43597.5417 | 288
2019-05-12 14:00 | 43597.5833 | 108
2019-05-12 15:00 | 43597.625 | 0
2019-05-12 16:00 | 43597.6667 | 0
2019-05-12 17:00 | 43597.7083 | 0
2019-05-12 18:00 | 43597.75 | 46.8
2019-05-12 19:00 | 43597.7917 | 0
2019-05-12 20:00 | 43597.8333 | 212.4
2019-05-12 21:00 | 43597.875 | 0
2019-05-12 22:00 | 43597.9167 | 0
2019-05-12 23:00 | 43597.9583 | 0
2019-05-13 | 43598 | 0
2019-05-13 01:00 | 43598.0417 | 0
2019-05-13 02:00 | 43598.0833 | 0
2019-05-13 03:00 | 43598.125 | 0
2019-05-13 04:00 | 43598.1667 | 0
2019-05-13 05:00 | 43598.2083 | 0
2019-05-13 06:00 | 43598.25 | 0
2019-05-13 07:00 | 43598.2917 | 0
2019-05-13 08:00 | 43598.3333 | 1386
2019-05-13 09:00 | 43598.375 | 2401.2
2019-05-13 10:00 | 43598.4167 | 2239.2
2019-05-13 11:00 | 43598.4583 | 2419.2
2019-05-13 12:00 | 43598.5 | 1976.4
2019-05-13 13:00 | 43598.5417 | 1321.2
2019-05-13 14:00 | 43598.5833 | 1371.6
2019-05-13 15:00 | 43598.625 | 1519.2
2019-05-13 16:00 | 43598.6667 | 1357.2
2019-05-13 17:00 | 43598.7083 | 1328.4
2019-05-13 18:00 | 43598.75 | 1332
2019-05-13 19:00 | 43598.7917 | 1540.8
2019-05-13 20:00 | 43598.8333 | 871.2
2019-05-13 21:00 | 43598.875 | 0
2019-05-13 22:00 | 43598.9167 | 0
2019-05-13 23:00 | 43598.9583 | 0
2019-05-14 | 43599 | 0
2019-05-14 01:00 | 43599.0417 | 0
2019-05-14 02:00 | 43599.0833 | 0
2019-05-14 03:00 | 43599.125 | 0
2019-05-14 04:00 | 43599.1667 | 0
2019-05-14 05:00 | 43599.2083 | 0
2019-05-14 06:00 | 43599.25 | 0
2019-05-14 07:00 | 43599.2917 | 0
2019-05-14 08:00 | 43599.3333 | 1584
2019-05-14 09:00 | 43599.375 | 1533.6
2019-05-14 10:00 | 43599.4167 | 2041.2
2019-05-14 11:00 | 43599.4583 | 1126.8
2019-05-14 12:00 | 43599.5 | 745.2
2019-05-14 13:00 | 43599.5417 | 68.4
2019-05-14 14:00 | 43599.5833 | 136.8
2019-05-14 15:00 | 43599.625 | 349.2
2019-05-14 16:00 | 43599.6667 | 111.6
2019-05-14 17:00 | 43599.7083 | 36
2019-05-14 18:00 | 43599.75 | 1094.4
2019-05-14 19:00 | 43599.7917 | 1429.2
2019-05-14 20:00 | 43599.8333 | 356.4
2019-05-14 21:00 | 43599.875 | 0
2019-05-14 22:00 | 43599.9167 | 0
2019-05-14 23:00 | 43599.9583 | 0
2019-05-15 | 43600 | 0
2019-05-15 01:00 | 43600.0417 | 0
2019-05-15 02:00 | 43600.0833 | 0
2019-05-15 03:00 | 43600.125 | 0
2019-05-15 04:00 | 43600.1667 | 0
2019-05-15 05:00 | 43600.2083 | 0
2019-05-15 06:00 | 43600.25 | 0
2019-05-15 07:00 | 43600.2917 | 0
2019-05-15 08:00 | 43600.3333 | 1360.8
2019-05-15 09:00 | 43600.375 | 853.2
2019-05-15 10:00 | 43600.4167 | 2674.8
2019-05-15 11:00 | 43600.4583 | 1713.6
2019-05-15 12:00 | 43600.5 | 1231.2
2019-05-15 13:00 | 43600.5417 | 111.6
2019-05-15 14:00 | 43600.5833 | 0
2019-05-15 15:00 | 43600.625 | 493.2
2019-05-15 16:00 | 43600.6667 | 129.6
2019-05-15 17:00 | 43600.7083 | 154.8
2019-05-15 18:00 | 43600.75 | 0
2019-05-15 19:00 | 43600.7917 | 0
2019-05-15 20:00 | 43600.8333 | 0
2019-05-15 21:00 | 43600.875 | 0
2019-05-15 22:00 | 43600.9167 | 0
2019-05-15 23:00 | 43600.9583 | 0
2019-05-16 | 43601 | 0
2019-05-16 01:00 | 43601.0417 | 0
2019-05-16 02:00 | 43601.0833 | 0
2019-05-16 03:00 | 43601.125 | 0
2019-05-16 04:00 | 43601.1667 | 0
2019-05-16 05:00 | 43601.2083 | 0
2019-05-16 06:00 | 43601.25 | 0
2019-05-16 07:00 | 43601.2917 | 0
2019-05-16 08:00 | 43601.3333 | 644.4
2019-05-16 09:00 | 43601.375 | 471.6
2019-05-16 10:00 | 43601.4167 | 626.4
2019-05-16 11:00 | 43601.4583 | 622.8
2019-05-16 12:00 | 43601.5 | 831.6
2019-05-16 13:00 | 43601.5417 | 964.8
2019-05-16 14:00 | 43601.5833 | 1119.6
2019-05-16 15:00 | 43601.625 | 770.4
2019-05-16 16:00 | 43601.6667 | 633.6
2019-05-16 17:00 | 43601.7083 | 601.2
2019-05-16 18:00 | 43601.75 | 349.2
2019-05-16 19:00 | 43601.7917 | 313.2
2019-05-16 20:00 | 43601.8333 | 176.4
2019-05-16 21:00 | 43601.875 | 0
2019-05-16 22:00 | 43601.9167 | 0
2019-05-16 23:00 | 43601.9583 | 0
2019-05-17 | 43602 | 0
2019-05-17 01:00 | 43602.0417 | 0
2019-05-17 02:00 | 43602.0833 | 0
2019-05-17 03:00 | 43602.125 | 0
2019-05-17 04:00 | 43602.1667 | 0
2019-05-17 05:00 | 43602.2083 | 0
2019-05-17 06:00 | 43602.25 | 0
2019-05-17 07:00 | 43602.2917 | 0
2019-05-17 08:00 | 43602.3333 | 226.8
2019-05-17 09:00 | 43602.375 | 90
2019-05-17 10:00 | 43602.4167 | 25.2
2019-05-17 11:00 | 43602.4583 | 0
2019-05-17 12:00 | 43602.5 | 198
2019-05-17 13:00 | 43602.5417 | 432
2019-05-17 14:00 | 43602.5833 | 1144.8
2019-05-17 15:00 | 43602.625 | 2847.6
2019-05-17 16:00 | 43602.6667 | 3052.8
2019-05-17 17:00 | 43602.7083 | 1681.2
2019-05-17 18:00 | 43602.75 | 1998
2019-05-17 19:00 | 43602.7917 | 1108.8
2019-05-17 20:00 | 43602.8333 | 1296
2019-05-17 21:00 | 43602.875 | 0
2019-05-17 22:00 | 43602.9167 | 0
2019-05-17 23:00 | 43602.9583 | 0
2019-05-18 | 43603 | 0
2019-05-18 01:00 | 43603.0417 | 0
2019-05-18 02:00 | 43603.0833 | 0
2019-05-18 03:00 | 43603.125 | 0
2019-05-18 04:00 | 43603.1667 | 0
2019-05-18 05:00 | 43603.2083 | 0
2019-05-18 06:00 | 43603.25 | 0
2019-05-18 07:00 | 43603.2917 | 0
2019-05-18 08:00 | 43603.3333 | 630
2019-05-18 09:00 | 43603.375 | 1148.4
2019-05-18 10:00 | 43603.4167 | 540
2019-05-18 11:00 | 43603.4583 | 396
2019-05-18 12:00 | 43603.5 | 277.2
2019-05-18 13:00 | 43603.5417 | 410.4
2019-05-18 14:00 | 43603.5833 | 806.4
2019-05-18 15:00 | 43603.625 | 561.6
2019-05-18 16:00 | 43603.6667 | 543.6
2019-05-18 17:00 | 43603.7083 | 471.6
2019-05-18 18:00 | 43603.75 | 777.6
2019-05-18 19:00 | 43603.7917 | 2300.4
2019-05-18 20:00 | 43603.8333 | 1368
2019-05-18 21:00 | 43603.875 | 0
2019-05-18 22:00 | 43603.9167 | 0
2019-05-18 23:00 | 43603.9583 | 0
2019-05-19 | 43604 | 0
2019-05-19 01:00 | 43604.0417 | 0
2019-05-19 02:00 | 43604.0833 | 0
2019-05-19 03:00 | 43604.125 | 0
2019-05-19 04:00 | 43604.1667 | 0
2019-05-19 05:00 | 43604.2083 | 0
2019-05-19 06:00 | 43604.25 | 0
2019-05-19 07:00 | 43604.2917 | 0
2019-05-19 08:00 | 43604.3333 | 0
2019-05-19 09:00 | 43604.375 | 0
2019-05-19 10:00 | 43604.4167 | 0
2019-05-19 11:00 | 43604.4583 | 0
2019-05-19 12:00 | 43604.5 | 10.8
2019-05-19 13:00 | 43604.5417 | 7.2
2019-05-19 14:00 | 43604.5833 | 18
2019-05-19 15:00 | 43604.625 | 7.2
2019-05-19 16:00 | 43604.6667 | 36
2019-05-19 17:00 | 43604.7083 | 18
2019-05-19 18:00 | 43604.75 | 0
2019-05-19 19:00 | 43604.7917 | 0
2019-05-19 20:00 | 43604.8333 | 54
2019-05-19 21:00 | 43604.875 | 0
2019-05-19 22:00 | 43604.9167 | 0
2019-05-19 23:00 | 43604.9583 | 0
2019-05-20 | 43605 | 0
2019-05-20 01:00 | 43605.0417 | 0
2019-05-20 02:00 | 43605.0833 | 0
2019-05-20 03:00 | 43605.125 | 0
2019-05-20 04:00 | 43605.1667 | 0
2019-05-20 05:00 | 43605.2083 | 0
2019-05-20 06:00 | 43605.25 | 0
2019-05-20 07:00 | 43605.2917 | 54
2019-05-20 08:00 | 43605.3333 | 72
2019-05-20 09:00 | 43605.375 | 288
2019-05-20 10:00 | 43605.4167 | 259.2
2019-05-20 11:00 | 43605.4583 | 374.4
2019-05-20 12:00 | 43605.5 | 388.8
2019-05-20 13:00 | 43605.5417 | 363.6
2019-05-20 14:00 | 43605.5833 | 475.2
2019-05-20 15:00 | 43605.625 | 115.2
2019-05-20 16:00 | 43605.6667 | 93.6
2019-05-20 17:00 | 43605.7083 | 97.2
2019-05-20 18:00 | 43605.75 | 50.4
2019-05-20 19:00 | 43605.7917 | 18
2019-05-20 20:00 | 43605.8333 | 0
2019-05-20 21:00 | 43605.875 | 0
2019-05-20 22:00 | 43605.9167 | 0
2019-05-20 23:00 | 43605.9583 | 0
2019-05-21 | 43606 | 0
2019-05-21 01:00 | 43606.0417 | 0
2019-05-21 02:00 | 43606.0833 | 0
2019-05-21 03:00 | 43606.125 | 0
2019-05-21 04:00 | 43606.1667 | 0
2019-05-21 05:00 | 43606.2083 | 0
2019-05-21 06:00 | 43606.25 | 0
2019-05-21 07:00 | 43606.2917 | 0
2019-05-21 08:00 | 43606.3333 | 50.4
2019-05-21 09:00 | 43606.375 | 72
2019-05-21 10:00 | 43606.4167 | 57.6
2019-05-21 11:00 | 43606.4583 | 97.2
2019-05-21 12:00 | 43606.5 | 133.2
2019-05-21 13:00 | 43606.5417 | 122.4
2019-05-21 14:00 | 43606.5833 | 122.4
2019-05-21 15:00 | 43606.625 | 90
2019-05-21 16:00 | 43606.6667 | 144
2019-05-21 17:00 | 43606.7083 | 111.6
2019-05-21 18:00 | 43606.75 | 54
2019-05-21 19:00 | 43606.7917 | 50.4
2019-05-21 20:00 | 43606.8333 | 0
2019-05-21 21:00 | 43606.875 | 0
2019-05-21 22:00 | 43606.9167 | 0
2019-05-21 23:00 | 43606.9583 | 0
2019-05-22 | 43607 | 0
2019-05-22 01:00 | 43607.0417 | 0
2019-05-22 02:00 | 43607.0833 | 0
2019-05-22 03:00 | 43607.125 | 0
2019-05-22 04:00 | 43607.1667 | 0
2019-05-22 05:00 | 43607.2083 | 0
2019-05-22 06:00 | 43607.25 | 0
2019-05-22 07:00 | 43607.2917 | 810
2019-05-22 08:00 | 43607.3333 | 1288.8
2019-05-22 09:00 | 43607.375 | 1580.4
2019-05-22 10:00 | 43607.4167 | 2077.2
2019-05-22 11:00 | 43607.4583 | 2041.2
2019-05-22 12:00 | 43607.5 | 2160
2019-05-22 13:00 | 43607.5417 | 2160
2019-05-22 14:00 | 43607.5833 | 2224.8
2019-05-22 15:00 | 43607.625 | 2163.6
2019-05-22 16:00 | 43607.6667 | 2192.4
2019-05-22 17:00 | 43607.7083 | 2070
2019-05-22 18:00 | 43607.75 | 1677.6
2019-05-22 19:00 | 43607.7917 | 1220.4
2019-05-22 20:00 | 43607.8333 | 730.8
2019-05-22 21:00 | 43607.875 | 0
2019-05-22 22:00 | 43607.9167 | 0
2019-05-22 23:00 | 43607.9583 | 0
2019-05-23 | 43608 | 0
2019-05-23 01:00 | 43608.0417 | 0
2019-05-23 02:00 | 43608.0833 | 0
2019-05-23 03:00 | 43608.125 | 0
2019-05-23 04:00 | 43608.1667 | 0
2019-05-23 05:00 | 43608.2083 | 0
2019-05-23 06:00 | 43608.25 | 0
2019-05-23 07:00 | 43608.2917 | 0
2019-05-23 08:00 | 43608.3333 | 0
2019-05-23 09:00 | 43608.375 | 0
2019-05-23 10:00 | 43608.4167 | 0
2019-05-23 11:00 | 43608.4583 | 21.6
2019-05-23 12:00 | 43608.5 | 7.2
2019-05-23 13:00 | 43608.5417 | 7.2
2019-05-23 14:00 | 43608.5833 | 18
2019-05-23 15:00 | 43608.625 | 7.2
2019-05-23 16:00 | 43608.6667 | 3.6
2019-05-23 17:00 | 43608.7083 | 14.4
2019-05-23 18:00 | 43608.75 | 0
2019-05-23 19:00 | 43608.7917 | 0
2019-05-23 20:00 | 43608.8333 | 0
2019-05-23 21:00 | 43608.875 | 0
2019-05-23 22:00 | 43608.9167 | 0
2019-05-23 23:00 | 43608.9583 | 0
2019-05-24 | 43609 | 0
2019-05-24 01:00 | 43609.0417 | 0
2019-05-24 02:00 | 43609.0833 | 0
2019-05-24 03:00 | 43609.125 | 0
2019-05-24 04:00 | 43609.1667 | 0
2019-05-24 05:00 | 43609.2083 | 0
2019-05-24 06:00 | 43609.25 | 0
2019-05-24 07:00 | 43609.2917 | 1180.8
2019-05-24 08:00 | 43609.3333 | 2232
2019-05-24 09:00 | 43609.375 | 2710.8
2019-05-24 10:00 | 43609.4167 | 2872.8
2019-05-24 11:00 | 43609.4583 | 2822.4
2019-05-24 12:00 | 43609.5 | 2757.6
2019-05-24 13:00 | 43609.5417 | 2761.2
2019-05-24 14:00 | 43609.5833 | 2790
2019-05-24 15:00 | 43609.625 | 2739.6
2019-05-24 16:00 | 43609.6667 | 2692.8
2019-05-24 17:00 | 43609.7083 | 2728.8
2019-05-24 18:00 | 43609.75 | 2617.2
2019-05-24 19:00 | 43609.7917 | 2350.8
2019-05-24 20:00 | 43609.8333 | 1098
2019-05-24 21:00 | 43609.875 | 0
2019-05-24 22:00 | 43609.9167 | 0
2019-05-24 23:00 | 43609.9583 | 0
2019-05-25 | 43610 | 0
2019-05-25 01:00 | 43610.0417 | 0
2019-05-25 02:00 | 43610.0833 | 0
2019-05-25 03:00 | 43610.125 | 0
2019-05-25 04:00 | 43610.1667 | 0
2019-05-25 05:00 | 43610.2083 | 0
2019-05-25 06:00 | 43610.25 | 0
2019-05-25 07:00 | 43610.2917 | 158.4
2019-05-25 08:00 | 43610.3333 | 100.8
2019-05-25 09:00 | 43610.375 | 36
2019-05-25 10:00 | 43610.4167 | 57.6
2019-05-25 11:00 | 43610.4583 | 108
2019-05-25 12:00 | 43610.5 | 115.2
2019-05-25 13:00 | 43610.5417 | 79.2
2019-05-25 14:00 | 43610.5833 | 79.2
2019-05-25 15:00 | 43610.625 | 43.2
2019-05-25 16:00 | 43610.6667 | 61.2
2019-05-25 17:00 | 43610.7083 | 82.8
2019-05-25 18:00 | 43610.75 | 90
2019-05-25 19:00 | 43610.7917 | 43.2
2019-05-25 20:00 | 43610.8333 | 25.2
2019-05-25 21:00 | 43610.875 | 0
2019-05-25 22:00 | 43610.9167 | 0
2019-05-25 23:00 | 43610.9583 | 0
2019-05-26 | 43611 | 0
2019-05-26 01:00 | 43611.0417 | 0
2019-05-26 02:00 | 43611.0833 | 0
2019-05-26 03:00 | 43611.125 | 0
2019-05-26 04:00 | 43611.1667 | 0
2019-05-26 05:00 | 43611.2083 | 0
2019-05-26 06:00 | 43611.25 | 0
2019-05-26 07:00 | 43611.2917 | 111.6
2019-05-26 08:00 | 43611.3333 | 158.4
2019-05-26 09:00 | 43611.375 | 198
2019-05-26 10:00 | 43611.4167 | 133.2
2019-05-26 11:00 | 43611.4583 | 356.4
2019-05-26 12:00 | 43611.5 | 374.4
2019-05-26 13:00 | 43611.5417 | 399.6
2019-05-26 14:00 | 43611.5833 | 302.4
2019-05-26 15:00 | 43611.625 | 147.6
2019-05-26 16:00 | 43611.6667 | 273.6
2019-05-26 17:00 | 43611.7083 | 111.6
2019-05-26 18:00 | 43611.75 | 64.8
2019-05-26 19:00 | 43611.7917 | 0
2019-05-26 20:00 | 43611.8333 | 0
2019-05-26 21:00 | 43611.875 | 0
2019-05-26 22:00 | 43611.9167 | 0
2019-05-26 23:00 | 43611.9583 | 0
2019-05-27 | 43612 | 0
2019-05-27 01:00 | 43612.0417 | 0
2019-05-27 02:00 | 43612.0833 | 0
2019-05-27 03:00 | 43612.125 | 0
2019-05-27 04:00 | 43612.1667 | 0
2019-05-27 05:00 | 43612.2083 | 0
2019-05-27 06:00 | 43612.25 | 0
2019-05-27 07:00 | 43612.2917 | 961.2
2019-05-27 08:00 | 43612.3333 | 1677.6
2019-05-27 09:00 | 43612.375 | 2037.6
2019-05-27 10:00 | 43612.4167 | 2343.6
2019-05-27 11:00 | 43612.4583 | 2214
2019-05-27 12:00 | 43612.5 | 2152.8
2019-05-27 13:00 | 43612.5417 | 2091.6
2019-05-27 14:00 | 43612.5833 | 2196
2019-05-27 15:00 | 43612.625 | 1936.8
2019-05-27 16:00 | 43612.6667 | 1976.4
2019-05-27 17:00 | 43612.7083 | 1976.4
2019-05-27 18:00 | 43612.75 | 2088
2019-05-27 19:00 | 43612.7917 | 2070
2019-05-27 20:00 | 43612.8333 | 1155.6
2019-05-27 21:00 | 43612.875 | 0
2019-05-27 22:00 | 43612.9167 | 0
2019-05-27 23:00 | 43612.9583 | 0
2019-05-28 | 43613 | 0
2019-05-28 01:00 | 43613.0417 | 0
2019-05-28 02:00 | 43613.0833 | 0
2019-05-28 03:00 | 43613.125 | 0
2019-05-28 04:00 | 43613.1667 | 0
2019-05-28 05:00 | 43613.2083 | 0
2019-05-28 06:00 | 43613.25 | 0
2019-05-28 07:00 | 43613.2917 | 0
2019-05-28 08:00 | 43613.3333 | 0
2019-05-28 09:00 | 43613.375 | 0
2019-05-28 10:00 | 43613.4167 | 10.8
2019-05-28 11:00 | 43613.4583 | 25.2
2019-05-28 12:00 | 43613.5 | 3.6
2019-05-28 13:00 | 43613.5417 | 14.4
2019-05-28 14:00 | 43613.5833 | 14.4
2019-05-28 15:00 | 43613.625 | 7.2
2019-05-28 16:00 | 43613.6667 | 3.6
2019-05-28 17:00 | 43613.7083 | 14.4
2019-05-28 18:00 | 43613.75 | 0
2019-05-28 19:00 | 43613.7917 | 0
2019-05-28 20:00 | 43613.8333 | 0
2019-05-28 21:00 | 43613.875 | 0
2019-05-28 22:00 | 43613.9167 | 0
2019-05-28 23:00 | 43613.9583 | 0
2019-05-29 | 43614 | 0
2019-05-29 01:00 | 43614.0417 | 0
2019-05-29 02:00 | 43614.0833 | 0
2019-05-29 03:00 | 43614.125 | 0
2019-05-29 04:00 | 43614.1667 | 0
2019-05-29 05:00 | 43614.2083 | 0
2019-05-29 06:00 | 43614.25 | 0
2019-05-29 07:00 | 43614.2917 | 691.2
2019-05-29 08:00 | 43614.3333 | 1148.4
2019-05-29 09:00 | 43614.375 | 0
2019-05-29 10:00 | 43614.4167 | 93.6
2019-05-29 11:00 | 43614.4583 | 237.6
2019-05-29 12:00 | 43614.5 | 93.6
2019-05-29 13:00 | 43614.5417 | 705.6
2019-05-29 14:00 | 43614.5833 | 651.6
2019-05-29 15:00 | 43614.625 | 0
2019-05-29 16:00 | 43614.6667 | 3.6
2019-05-29 17:00 | 43614.7083 | 198
2019-05-29 18:00 | 43614.75 | 306
2019-05-29 19:00 | 43614.7917 | 1584
2019-05-29 20:00 | 43614.8333 | 885.6
2019-05-29 21:00 | 43614.875 | 0
2019-05-29 22:00 | 43614.9167 | 0
2019-05-29 23:00 | 43614.9583 | 0
2019-05-30 | 43615 | 0
2019-05-30 01:00 | 43615.0417 | 0
2019-05-30 02:00 | 43615.0833 | 0
2019-05-30 03:00 | 43615.125 | 0
2019-05-30 04:00 | 43615.1667 | 0
2019-05-30 05:00 | 43615.2083 | 0
2019-05-30 06:00 | 43615.25 | 0
2019-05-30 07:00 | 43615.2917 | 0
2019-05-30 08:00 | 43615.3333 | 0
2019-05-30 09:00 | 43615.375 | 0
2019-05-30 10:00 | 43615.4167 | 0
2019-05-30 11:00 | 43615.4583 | 25.2
2019-05-30 12:00 | 43615.5 | 57.6
2019-05-30 13:00 | 43615.5417 | 21.6
2019-05-30 14:00 | 43615.5833 | 309.6
2019-05-30 15:00 | 43615.625 | 363.6
2019-05-30 16:00 | 43615.6667 | 921.6
2019-05-30 17:00 | 43615.7083 | 406.8
2019-05-30 18:00 | 43615.75 | 1904.4
2019-05-30 19:00 | 43615.7917 | 1864.8
2019-05-30 20:00 | 43615.8333 | 1432.8
2019-05-30 21:00 | 43615.875 | 0
2019-05-30 22:00 | 43615.9167 | 0
2019-05-30 23:00 | 43615.9583 | 0
2019-05-31 | 43616 | 0
2019-05-31 01:00 | 43616.0417 | 0
2019-05-31 02:00 | 43616.0833 | 0
2019-05-31 03:00 | 43616.125 | 0
2019-05-31 04:00 | 43616.1667 | 0
2019-05-31 05:00 | 43616.2083 | 0
2019-05-31 06:00 | 43616.25 | 0
2019-05-31 07:00 | 43616.2917 | 939.6
2019-05-31 08:00 | 43616.3333 | 1900.8
2019-05-31 09:00 | 43616.375 | 2419.2
2019-05-31 10:00 | 43616.4167 | 2883.6
2019-05-31 11:00 | 43616.4583 | 2854.8
2019-05-31 12:00 | 43616.5 | 378
2019-05-31 13:00 | 43616.5417 | 1054.8
2019-05-31 14:00 | 43616.5833 | 1029.6
2019-05-31 15:00 | 43616.625 | 820.8
2019-05-31 16:00 | 43616.6667 | 547.2
2019-05-31 17:00 | 43616.7083 | 345.6
2019-05-31 18:00 | 43616.75 | 154.8
2019-05-31 19:00 | 43616.7917 | 0
2019-05-31 20:00 | 43616.8333 | 0
2019-05-31 21:00 | 43616.875 | 0
2019-05-31 22:00 | 43616.9167 | 0
2019-05-31 23:00 | 43616.9583 | 0
2019-06-01 | 43617 | 0
2019-06-01 01:00 | 43617.0417 | 0
2019-06-01 02:00 | 43617.0833 | 0
2019-06-01 03:00 | 43617.125 | 0
2019-06-01 04:00 | 43617.1667 | 0
2019-06-01 05:00 | 43617.2083 | 0
2019-06-01 06:00 | 43617.25 | 0
2019-06-01 07:00 | 43617.2917 | 0
2019-06-01 08:00 | 43617.3333 | 0
2019-06-01 09:00 | 43617.375 | 0
2019-06-01 10:00 | 43617.4167 | 25.2
2019-06-01 11:00 | 43617.4583 | 115.2
2019-06-01 12:00 | 43617.5 | 536.4
2019-06-01 13:00 | 43617.5417 | 266.4
2019-06-01 14:00 | 43617.5833 | 72
2019-06-01 15:00 | 43617.625 | 79.2
2019-06-01 16:00 | 43617.6667 | 547.2
2019-06-01 17:00 | 43617.7083 | 90
2019-06-01 18:00 | 43617.75 | 774
2019-06-01 19:00 | 43617.7917 | 932.4
2019-06-01 20:00 | 43617.8333 | 1436.4
2019-06-01 21:00 | 43617.875 | 0
2019-06-01 22:00 | 43617.9167 | 0
2019-06-01 23:00 | 43617.9583 | 0
2019-06-02 | 43618 | 0
2019-06-02 01:00 | 43618.0417 | 0
2019-06-02 02:00 | 43618.0833 | 0
2019-06-02 03:00 | 43618.125 | 0
2019-06-02 04:00 | 43618.1667 | 0
2019-06-02 05:00 | 43618.2083 | 0
2019-06-02 06:00 | 43618.25 | 0
2019-06-02 07:00 | 43618.2917 | 104.4
2019-06-02 08:00 | 43618.3333 | 0
2019-06-02 09:00 | 43618.375 | 0
2019-06-02 10:00 | 43618.4167 | 0
2019-06-02 11:00 | 43618.4583 | 144
2019-06-02 12:00 | 43618.5 | 61.2
2019-06-02 13:00 | 43618.5417 | 90
2019-06-02 14:00 | 43618.5833 | 79.2
2019-06-02 15:00 | 43618.625 | 10.8
2019-06-02 16:00 | 43618.6667 | 36
2019-06-02 17:00 | 43618.7083 | 946.8
2019-06-02 18:00 | 43618.75 | 1076.4
2019-06-02 19:00 | 43618.7917 | 2527.2
2019-06-02 20:00 | 43618.8333 | 1360.8
2019-06-02 21:00 | 43618.875 | 0
2019-06-02 22:00 | 43618.9167 | 0
2019-06-02 23:00 | 43618.9583 | 0
2019-06-03 | 43619 | 0
2019-06-03 01:00 | 43619.0417 | 0
2019-06-03 02:00 | 43619.0833 | 0
2019-06-03 03:00 | 43619.125 | 0
2019-06-03 04:00 | 43619.1667 | 0
2019-06-03 05:00 | 43619.2083 | 0
2019-06-03 06:00 | 43619.25 | 0
2019-06-03 07:00 | 43619.2917 | 32.4
2019-06-03 08:00 | 43619.3333 | 79.2
2019-06-03 09:00 | 43619.375 | 68.4
2019-06-03 10:00 | 43619.4167 | 136.8
2019-06-03 11:00 | 43619.4583 | 252
2019-06-03 12:00 | 43619.5 | 471.6
2019-06-03 13:00 | 43619.5417 | 255.6
2019-06-03 14:00 | 43619.5833 | 356.4
2019-06-03 15:00 | 43619.625 | 255.6
2019-06-03 16:00 | 43619.6667 | 338.4
2019-06-03 17:00 | 43619.7083 | 133.2
2019-06-03 18:00 | 43619.75 | 262.8
2019-06-03 19:00 | 43619.7917 | 100.8
2019-06-03 20:00 | 43619.8333 | 43.2
2019-06-03 21:00 | 43619.875 | 0
2019-06-03 22:00 | 43619.9167 | 0
2019-06-03 23:00 | 43619.9583 | 0
2019-06-04 | 43620 | 0
2019-06-04 01:00 | 43620.0417 | 0
2019-06-04 02:00 | 43620.0833 | 0
2019-06-04 03:00 | 43620.125 | 0
2019-06-04 04:00 | 43620.1667 | 0
2019-06-04 05:00 | 43620.2083 | 0
2019-06-04 06:00 | 43620.25 | 0
2019-06-04 07:00 | 43620.2917 | 0
2019-06-04 08:00 | 43620.3333 | 0
2019-06-04 09:00 | 43620.375 | 10.8
2019-06-04 10:00 | 43620.4167 | 180
2019-06-04 11:00 | 43620.4583 | 57.6
2019-06-04 12:00 | 43620.5 | 68.4
2019-06-04 13:00 | 43620.5417 | 151.2
2019-06-04 14:00 | 43620.5833 | 61.2
2019-06-04 15:00 | 43620.625 | 75.6
2019-06-04 16:00 | 43620.6667 | 54
2019-06-04 17:00 | 43620.7083 | 32.4
2019-06-04 18:00 | 43620.75 | 7.2
2019-06-04 19:00 | 43620.7917 | 0
2019-06-04 20:00 | 43620.8333 | 0
2019-06-04 21:00 | 43620.875 | 0
2019-06-04 22:00 | 43620.9167 | 0
2019-06-04 23:00 | 43620.9583 | 0
2019-06-05 | 43621 | 0
2019-06-05 01:00 | 43621.0417 | 0
2019-06-05 02:00 | 43621.0833 | 0
2019-06-05 03:00 | 43621.125 | 0
2019-06-05 04:00 | 43621.1667 | 0
2019-06-05 05:00 | 43621.2083 | 0
2019-06-05 06:00 | 43621.25 | 0
2019-06-05 07:00 | 43621.2917 | 1213.2
2019-06-05 08:00 | 43621.3333 | 2181.6
2019-06-05 09:00 | 43621.375 | 2685.6
2019-06-05 10:00 | 43621.4167 | 2890.8
2019-06-05 11:00 | 43621.4583 | 2948.4
2019-06-05 12:00 | 43621.5 | 2984.4
2019-06-05 13:00 | 43621.5417 | 2980.8
2019-06-05 14:00 | 43621.5833 | 3027.6
2019-06-05 15:00 | 43621.625 | 3049.2
2019-06-05 16:00 | 43621.6667 | 2988
2019-06-05 17:00 | 43621.7083 | 2930.4
2019-06-05 18:00 | 43621.75 | 2811.6
2019-06-05 19:00 | 43621.7917 | 2426.4
2019-06-05 20:00 | 43621.8333 | 1198.8
2019-06-05 21:00 | 43621.875 | 0
2019-06-05 22:00 | 43621.9167 | 0
2019-06-05 23:00 | 43621.9583 | 0
2019-06-06 | 43622 | 0
2019-06-06 01:00 | 43622.0417 | 0
2019-06-06 02:00 | 43622.0833 | 0
2019-06-06 03:00 | 43622.125 | 0
2019-06-06 04:00 | 43622.1667 | 0
2019-06-06 05:00 | 43622.2083 | 0
2019-06-06 06:00 | 43622.25 | 0
2019-06-06 07:00 | 43622.2917 | 1213.2
2019-06-06 08:00 | 43622.3333 | 2142
2019-06-06 09:00 | 43622.375 | 2689.2
2019-06-06 10:00 | 43622.4167 | 2880
2019-06-06 11:00 | 43622.4583 | 2905.2
2019-06-06 12:00 | 43622.5 | 2880
2019-06-06 13:00 | 43622.5417 | 2901.6
2019-06-06 14:00 | 43622.5833 | 2901.6
2019-06-06 15:00 | 43622.625 | 2901.6
2019-06-06 16:00 | 43622.6667 | 2890.8
2019-06-06 17:00 | 43622.7083 | 2854.8
2019-06-06 18:00 | 43622.75 | 2721.6
2019-06-06 19:00 | 43622.7917 | 2397.6
2019-06-06 20:00 | 43622.8333 | 1155.6
2019-06-06 21:00 | 43622.875 | 0
2019-06-06 22:00 | 43622.9167 | 0
2019-06-06 23:00 | 43622.9583 | 0
2019-06-07 | 43623 | 0
2019-06-07 01:00 | 43623.0417 | 0
2019-06-07 02:00 | 43623.0833 | 0
2019-06-07 03:00 | 43623.125 | 0
2019-06-07 04:00 | 43623.1667 | 0
2019-06-07 05:00 | 43623.2083 | 0
2019-06-07 06:00 | 43623.25 | 0
2019-06-07 07:00 | 43623.2917 | 1105.2
2019-06-07 08:00 | 43623.3333 | 1850.4
2019-06-07 09:00 | 43623.375 | 2264.4
2019-06-07 10:00 | 43623.4167 | 2538
2019-06-07 11:00 | 43623.4583 | 2426.4
2019-06-07 12:00 | 43623.5 | 2426.4
2019-06-07 13:00 | 43623.5417 | 2448
2019-06-07 14:00 | 43623.5833 | 2278.8
2019-06-07 15:00 | 43623.625 | 2246.4
2019-06-07 16:00 | 43623.6667 | 2458.8
2019-06-07 17:00 | 43623.7083 | 2455.2
2019-06-07 18:00 | 43623.75 | 2440.8
2019-06-07 19:00 | 43623.7917 | 2138.4
2019-06-07 20:00 | 43623.8333 | 1202.4
2019-06-07 21:00 | 43623.875 | 0
2019-06-07 22:00 | 43623.9167 | 0
2019-06-07 23:00 | 43623.9583 | 0
2019-06-08 | 43624 | 0
2019-06-08 01:00 | 43624.0417 | 0
2019-06-08 02:00 | 43624.0833 | 0
2019-06-08 03:00 | 43624.125 | 0
2019-06-08 04:00 | 43624.1667 | 0
2019-06-08 05:00 | 43624.2083 | 0
2019-06-08 06:00 | 43624.25 | 0
2019-06-08 07:00 | 43624.2917 | 1249.2
2019-06-08 08:00 | 43624.3333 | 2142
2019-06-08 09:00 | 43624.375 | 2592
2019-06-08 10:00 | 43624.4167 | 2887.2
2019-06-08 11:00 | 43624.4583 | 2901.6
2019-06-08 12:00 | 43624.5 | 2818.8
2019-06-08 13:00 | 43624.5417 | 2811.6
2019-06-08 14:00 | 43624.5833 | 2865.6
2019-06-08 15:00 | 43624.625 | 2703.6
2019-06-08 16:00 | 43624.6667 | 2628
2019-06-08 17:00 | 43624.7083 | 2516.4
2019-06-08 18:00 | 43624.75 | 2361.6
2019-06-08 19:00 | 43624.7917 | 2185.2
2019-06-08 20:00 | 43624.8333 | 1260
2019-06-08 21:00 | 43624.875 | 0
2019-06-08 22:00 | 43624.9167 | 0
2019-06-08 23:00 | 43624.9583 | 0
2019-06-09 | 43625 | 0
2019-06-09 01:00 | 43625.0417 | 0
2019-06-09 02:00 | 43625.0833 | 0
2019-06-09 03:00 | 43625.125 | 0
2019-06-09 04:00 | 43625.1667 | 0
2019-06-09 05:00 | 43625.2083 | 0
2019-06-09 06:00 | 43625.25 | 0
2019-06-09 07:00 | 43625.2917 | 111.6
2019-06-09 08:00 | 43625.3333 | 234
2019-06-09 09:00 | 43625.375 | 295.2
2019-06-09 10:00 | 43625.4167 | 262.8
2019-06-09 11:00 | 43625.4583 | 259.2
2019-06-09 12:00 | 43625.5 | 302.4
2019-06-09 13:00 | 43625.5417 | 316.8
2019-06-09 14:00 | 43625.5833 | 446.4
2019-06-09 15:00 | 43625.625 | 576
2019-06-09 16:00 | 43625.6667 | 392.4
2019-06-09 17:00 | 43625.7083 | 349.2
2019-06-09 18:00 | 43625.75 | 111.6
2019-06-09 19:00 | 43625.7917 | 25.2
2019-06-09 20:00 | 43625.8333 | 0
2019-06-09 21:00 | 43625.875 | 0
2019-06-09 22:00 | 43625.9167 | 0
2019-06-09 23:00 | 43625.9583 | 0
2019-06-10 | 43626 | 0
2019-06-10 01:00 | 43626.0417 | 0
2019-06-10 02:00 | 43626.0833 | 0
2019-06-10 03:00 | 43626.125 | 0
2019-06-10 04:00 | 43626.1667 | 0
2019-06-10 05:00 | 43626.2083 | 0
2019-06-10 06:00 | 43626.25 | 0
2019-06-10 07:00 | 43626.2917 | 3.6
2019-06-10 08:00 | 43626.3333 | 50.4
2019-06-10 09:00 | 43626.375 | 136.8
2019-06-10 10:00 | 43626.4167 | 165.6
2019-06-10 11:00 | 43626.4583 | 158.4
2019-06-10 12:00 | 43626.5 | 187.2
2019-06-10 13:00 | 43626.5417 | 126
2019-06-10 14:00 | 43626.5833 | 230.4
2019-06-10 15:00 | 43626.625 | 111.6
2019-06-10 16:00 | 43626.6667 | 147.6
2019-06-10 17:00 | 43626.7083 | 111.6
2019-06-10 18:00 | 43626.75 | 122.4
2019-06-10 19:00 | 43626.7917 | 82.8
2019-06-10 20:00 | 43626.8333 | 0
2019-06-10 21:00 | 43626.875 | 0
2019-06-10 22:00 | 43626.9167 | 0
2019-06-10 23:00 | 43626.9583 | 0
2019-06-11 | 43627 | 0
2019-06-11 01:00 | 43627.0417 | 0
2019-06-11 02:00 | 43627.0833 | 0
2019-06-11 03:00 | 43627.125 | 0
2019-06-11 04:00 | 43627.1667 | 0
2019-06-11 05:00 | 43627.2083 | 0
2019-06-11 06:00 | 43627.25 | 0
2019-06-11 07:00 | 43627.2917 | 954
2019-06-11 08:00 | 43627.3333 | 1836
2019-06-11 09:00 | 43627.375 | 2696.4
2019-06-11 10:00 | 43627.4167 | 2750.4
2019-06-11 11:00 | 43627.4583 | 874.8
2019-06-11 12:00 | 43627.5 | 316.8
2019-06-11 13:00 | 43627.5417 | 18
2019-06-11 14:00 | 43627.5833 | 64.8
2019-06-11 15:00 | 43627.625 | 43.2
2019-06-11 16:00 | 43627.6667 | 39.6
2019-06-11 17:00 | 43627.7083 | 622.8
2019-06-11 18:00 | 43627.75 | 936
2019-06-11 19:00 | 43627.7917 | 2314.8
2019-06-11 20:00 | 43627.8333 | 1098
2019-06-11 21:00 | 43627.875 | 0
2019-06-11 22:00 | 43627.9167 | 0
2019-06-11 23:00 | 43627.9583 | 0
2019-06-12 | 43628 | 0
2019-06-12 01:00 | 43628.0417 | 0
2019-06-12 02:00 | 43628.0833 | 0
2019-06-12 03:00 | 43628.125 | 0
2019-06-12 04:00 | 43628.1667 | 0
2019-06-12 05:00 | 43628.2083 | 0
2019-06-12 06:00 | 43628.25 | 0
2019-06-12 07:00 | 43628.2917 | 1342.8
2019-06-12 08:00 | 43628.3333 | 2318.4
2019-06-12 09:00 | 43628.375 | 2761.2
2019-06-12 10:00 | 43628.4167 | 3085.2
2019-06-12 11:00 | 43628.4583 | 2732.4
2019-06-12 12:00 | 43628.5 | 248.4
2019-06-12 13:00 | 43628.5417 | 237.6
2019-06-12 14:00 | 43628.5833 | 255.6
2019-06-12 15:00 | 43628.625 | 306
2019-06-12 16:00 | 43628.6667 | 176.4
2019-06-12 17:00 | 43628.7083 | 248.4
2019-06-12 18:00 | 43628.75 | 273.6
2019-06-12 19:00 | 43628.7917 | 223.2
2019-06-12 20:00 | 43628.8333 | 208.8
2019-06-12 21:00 | 43628.875 | 0
2019-06-12 22:00 | 43628.9167 | 0
2019-06-12 23:00 | 43628.9583 | 0
2019-06-13 | 43629 | 0
2019-06-13 01:00 | 43629.0417 | 0
2019-06-13 02:00 | 43629.0833 | 0
2019-06-13 03:00 | 43629.125 | 0
2019-06-13 04:00 | 43629.1667 | 0
2019-06-13 05:00 | 43629.2083 | 0
2019-06-13 06:00 | 43629.25 | 0
2019-06-13 07:00 | 43629.2917 | 936
2019-06-13 08:00 | 43629.3333 | 1263.6
2019-06-13 09:00 | 43629.375 | 1184.4
2019-06-13 10:00 | 43629.4167 | 1260
2019-06-13 11:00 | 43629.4583 | 1353.6
2019-06-13 12:00 | 43629.5 | 1422
2019-06-13 13:00 | 43629.5417 | 1958.4
2019-06-13 14:00 | 43629.5833 | 2106
2019-06-13 15:00 | 43629.625 | 2170.8
2019-06-13 16:00 | 43629.6667 | 2185.2
2019-06-13 17:00 | 43629.7083 | 2091.6
2019-06-13 18:00 | 43629.75 | 1576.8
2019-06-13 19:00 | 43629.7917 | 1468.8
2019-06-13 20:00 | 43629.8333 | 964.8
2019-06-13 21:00 | 43629.875 | 0
2019-06-13 22:00 | 43629.9167 | 0
2019-06-13 23:00 | 43629.9583 | 0
2019-06-14 | 43630 | 0
2019-06-14 01:00 | 43630.0417 | 0
2019-06-14 02:00 | 43630.0833 | 0
2019-06-14 03:00 | 43630.125 | 0
2019-06-14 04:00 | 43630.1667 | 0
2019-06-14 05:00 | 43630.2083 | 0
2019-06-14 06:00 | 43630.25 | 0
2019-06-14 07:00 | 43630.2917 | 1792.8
2019-06-14 08:00 | 43630.3333 | 2617.2
2019-06-14 09:00 | 43630.375 | 3182.4
2019-06-14 10:00 | 43630.4167 | 3423.6
2019-06-14 11:00 | 43630.4583 | 2858.4
2019-06-14 12:00 | 43630.5 | 514.8
2019-06-14 13:00 | 43630.5417 | 295.2
2019-06-14 14:00 | 43630.5833 | 97.2
2019-06-14 15:00 | 43630.625 | 122.4
2019-06-14 16:00 | 43630.6667 | 277.2
2019-06-14 17:00 | 43630.7083 | 133.2
2019-06-14 18:00 | 43630.75 | 46.8
2019-06-14 19:00 | 43630.7917 | 0
2019-06-14 20:00 | 43630.8333 | 0
2019-06-14 21:00 | 43630.875 | 0
2019-06-14 22:00 | 43630.9167 | 0
2019-06-14 23:00 | 43630.9583 | 0
2019-06-15 | 43631 | 0
2019-06-15 01:00 | 43631.0417 | 0
2019-06-15 02:00 | 43631.0833 | 0
2019-06-15 03:00 | 43631.125 | 0
2019-06-15 04:00 | 43631.1667 | 0
2019-06-15 05:00 | 43631.2083 | 0
2019-06-15 06:00 | 43631.25 | 0
2019-06-15 07:00 | 43631.2917 | 0
2019-06-15 08:00 | 43631.3333 | 0
2019-06-15 09:00 | 43631.375 | 0
2019-06-15 10:00 | 43631.4167 | 0
2019-06-15 11:00 | 43631.4583 | 0
2019-06-15 12:00 | 43631.5 | 0
2019-06-15 13:00 | 43631.5417 | 0
2019-06-15 14:00 | 43631.5833 | 0
2019-06-15 15:00 | 43631.625 | 0
2019-06-15 16:00 | 43631.6667 | 0
2019-06-15 17:00 | 43631.7083 | 0
2019-06-15 18:00 | 43631.75 | 0
2019-06-15 19:00 | 43631.7917 | 0
2019-06-15 20:00 | 43631.8333 | 0
2019-06-15 21:00 | 43631.875 | 0
2019-06-15 22:00 | 43631.9167 | 0
2019-06-15 23:00 | 43631.9583 | 0
2019-06-16 | 43632 | 0
2019-06-16 01:00 | 43632.0417 | 0
2019-06-16 02:00 | 43632.0833 | 0
2019-06-16 03:00 | 43632.125 | 0
2019-06-16 04:00 | 43632.1667 | 0
2019-06-16 05:00 | 43632.2083 | 0
2019-06-16 06:00 | 43632.25 | 0
2019-06-16 07:00 | 43632.2917 | 468
2019-06-16 08:00 | 43632.3333 | 514.8
2019-06-16 09:00 | 43632.375 | 586.8
2019-06-16 10:00 | 43632.4167 | 1015.2
2019-06-16 11:00 | 43632.4583 | 1134
2019-06-16 12:00 | 43632.5 | 1224
2019-06-16 13:00 | 43632.5417 | 1332
2019-06-16 14:00 | 43632.5833 | 1375.2
2019-06-16 15:00 | 43632.625 | 1371.6
2019-06-16 16:00 | 43632.6667 | 1134
2019-06-16 17:00 | 43632.7083 | 1285.2
2019-06-16 18:00 | 43632.75 | 1461.6
2019-06-16 19:00 | 43632.7917 | 1404
2019-06-16 20:00 | 43632.8333 | 950.4
2019-06-16 21:00 | 43632.875 | 0
2019-06-16 22:00 | 43632.9167 | 0
2019-06-16 23:00 | 43632.9583 | 0
2019-06-17 | 43633 | 0
2019-06-17 01:00 | 43633.0417 | 0
2019-06-17 02:00 | 43633.0833 | 0
2019-06-17 03:00 | 43633.125 | 0
2019-06-17 04:00 | 43633.1667 | 0
2019-06-17 05:00 | 43633.2083 | 0
2019-06-17 06:00 | 43633.25 | 0
2019-06-17 07:00 | 43633.2917 | 1004.4
2019-06-17 08:00 | 43633.3333 | 1422
2019-06-17 09:00 | 43633.375 | 1537.2
2019-06-17 10:00 | 43633.4167 | 1497.6
2019-06-17 11:00 | 43633.4583 | 1530
2019-06-17 12:00 | 43633.5 | 1440
2019-06-17 13:00 | 43633.5417 | 1184.4
2019-06-17 14:00 | 43633.5833 | 1468.8
2019-06-17 15:00 | 43633.625 | 1684.8
2019-06-17 16:00 | 43633.6667 | 1677.6
2019-06-17 17:00 | 43633.7083 | 1346.4
2019-06-17 18:00 | 43633.75 | 1411.2
2019-06-17 19:00 | 43633.7917 | 1029.6
2019-06-17 20:00 | 43633.8333 | 961.2
2019-06-17 21:00 | 43633.875 | 597.6
2019-06-17 22:00 | 43633.9167 | 0
2019-06-17 23:00 | 43633.9583 | 0
2019-06-18 | 43634 | 0
2019-06-18 01:00 | 43634.0417 | 0
2019-06-18 02:00 | 43634.0833 | 0
2019-06-18 03:00 | 43634.125 | 0
2019-06-18 04:00 | 43634.1667 | 0
2019-06-18 05:00 | 43634.2083 | 0
2019-06-18 06:00 | 43634.25 | 0
2019-06-18 07:00 | 43634.2917 | 1022.4
2019-06-18 08:00 | 43634.3333 | 2131.2
2019-06-18 09:00 | 43634.375 | 1929.6
2019-06-18 10:00 | 43634.4167 | 2440.8
2019-06-18 11:00 | 43634.4583 | 1278
2019-06-18 12:00 | 43634.5 | 1735.2
2019-06-18 13:00 | 43634.5417 | 1346.4
2019-06-18 14:00 | 43634.5833 | 2008.8
2019-06-18 15:00 | 43634.625 | 2656.8
2019-06-18 16:00 | 43634.6667 | 2332.8
2019-06-18 17:00 | 43634.7083 | 1875.6
2019-06-18 18:00 | 43634.75 | 1810.8
2019-06-18 19:00 | 43634.7917 | 648
2019-06-18 20:00 | 43634.8333 | 151.2
2019-06-18 21:00 | 43634.875 | 32.4
2019-06-18 22:00 | 43634.9167 | 0
2019-06-18 23:00 | 43634.9583 | 0
2019-06-19 | 43635 | 0
2019-06-19 01:00 | 43635.0417 | 0
2019-06-19 02:00 | 43635.0833 | 0
2019-06-19 03:00 | 43635.125 | 0
2019-06-19 04:00 | 43635.1667 | 0
2019-06-19 05:00 | 43635.2083 | 0
2019-06-19 06:00 | 43635.25 | 0
2019-06-19 07:00 | 43635.2917 | 0
2019-06-19 08:00 | 43635.3333 | 0
2019-06-19 09:00 | 43635.375 | 0
2019-06-19 10:00 | 43635.4167 | 10.8
2019-06-19 11:00 | 43635.4583 | 25.2
2019-06-19 12:00 | 43635.5 | 7.2
2019-06-19 13:00 | 43635.5417 | 32.4
2019-06-19 14:00 | 43635.5833 | 43.2
2019-06-19 15:00 | 43635.625 | 75.6
2019-06-19 16:00 | 43635.6667 | 39.6
2019-06-19 17:00 | 43635.7083 | 7.2
2019-06-19 18:00 | 43635.75 | 0
2019-06-19 19:00 | 43635.7917 | 0
2019-06-19 20:00 | 43635.8333 | 0
2019-06-19 21:00 | 43635.875 | 0
2019-06-19 22:00 | 43635.9167 | 0
2019-06-19 23:00 | 43635.9583 | 0
2019-06-20 | 43636 | 0
2019-06-20 01:00 | 43636.0417 | 0
2019-06-20 02:00 | 43636.0833 | 0
2019-06-20 03:00 | 43636.125 | 0
2019-06-20 04:00 | 43636.1667 | 0
2019-06-20 05:00 | 43636.2083 | 0
2019-06-20 06:00 | 43636.25 | 0
2019-06-20 07:00 | 43636.2917 | 0
2019-06-20 08:00 | 43636.3333 | 3.6
2019-06-20 09:00 | 43636.375 | 86.4
2019-06-20 10:00 | 43636.4167 | 97.2
2019-06-20 11:00 | 43636.4583 | 244.8
2019-06-20 12:00 | 43636.5 | 147.6
2019-06-20 13:00 | 43636.5417 | 82.8
2019-06-20 14:00 | 43636.5833 | 126
2019-06-20 15:00 | 43636.625 | 133.2
2019-06-20 16:00 | 43636.6667 | 82.8
2019-06-20 17:00 | 43636.7083 | 57.6
2019-06-20 18:00 | 43636.75 | 39.6
2019-06-20 19:00 | 43636.7917 | 10.8
2019-06-20 20:00 | 43636.8333 | 0
2019-06-20 21:00 | 43636.875 | 0
2019-06-20 22:00 | 43636.9167 | 0
2019-06-20 23:00 | 43636.9583 | 0
2019-06-21 | 43637 | 0
2019-06-21 01:00 | 43637.0417 | 0
2019-06-21 02:00 | 43637.0833 | 0
2019-06-21 03:00 | 43637.125 | 0
2019-06-21 04:00 | 43637.1667 | 0
2019-06-21 05:00 | 43637.2083 | 0
2019-06-21 06:00 | 43637.25 | 0
2019-06-21 07:00 | 43637.2917 | 104.4
2019-06-21 08:00 | 43637.3333 | 820.8
2019-06-21 09:00 | 43637.375 | 324
2019-06-21 10:00 | 43637.4167 | 54
2019-06-21 11:00 | 43637.4583 | 0
2019-06-21 12:00 | 43637.5 | 25.2
2019-06-21 13:00 | 43637.5417 | 90
2019-06-21 14:00 | 43637.5833 | 140.4
2019-06-21 15:00 | 43637.625 | 410.4
2019-06-21 16:00 | 43637.6667 | 558
2019-06-21 17:00 | 43637.7083 | 39.6
2019-06-21 18:00 | 43637.75 | 46.8
2019-06-21 19:00 | 43637.7917 | 118.8
2019-06-21 20:00 | 43637.8333 | 0
2019-06-21 21:00 | 43637.875 | 0
2019-06-21 22:00 | 43637.9167 | 0
2019-06-21 23:00 | 43637.9583 | 0
2019-06-22 | 43638 | 0
2019-06-22 01:00 | 43638.0417 | 0
2019-06-22 02:00 | 43638.0833 | 0
2019-06-22 03:00 | 43638.125 | 0
2019-06-22 04:00 | 43638.1667 | 0
2019-06-22 05:00 | 43638.2083 | 0
2019-06-22 06:00 | 43638.25 | 0
2019-06-22 07:00 | 43638.2917 | 0
2019-06-22 08:00 | 43638.3333 | 0
2019-06-22 09:00 | 43638.375 | 0
2019-06-22 10:00 | 43638.4167 | 0
2019-06-22 11:00 | 43638.4583 | 10.8
2019-06-22 12:00 | 43638.5 | 7.2
2019-06-22 13:00 | 43638.5417 | 10.8
2019-06-22 14:00 | 43638.5833 | 14.4
2019-06-22 15:00 | 43638.625 | 79.2
2019-06-22 16:00 | 43638.6667 | 86.4
2019-06-22 17:00 | 43638.7083 | 79.2
2019-06-22 18:00 | 43638.75 | 108
2019-06-22 19:00 | 43638.7917 | 399.6
2019-06-22 20:00 | 43638.8333 | 136.8
2019-06-22 21:00 | 43638.875 | 68.4
2019-06-22 22:00 | 43638.9167 | 0
2019-06-22 23:00 | 43638.9583 | 0
2019-06-23 | 43639 | 0
2019-06-23 01:00 | 43639.0417 | 0
2019-06-23 02:00 | 43639.0833 | 0
2019-06-23 03:00 | 43639.125 | 0
2019-06-23 04:00 | 43639.1667 | 0
2019-06-23 05:00 | 43639.2083 | 0
2019-06-23 06:00 | 43639.25 | 0
2019-06-23 07:00 | 43639.2917 | 1213.2
2019-06-23 08:00 | 43639.3333 | 2026.8
2019-06-23 09:00 | 43639.375 | 2541.6
2019-06-23 10:00 | 43639.4167 | 2869.2
2019-06-23 11:00 | 43639.4583 | 2980.8
2019-06-23 12:00 | 43639.5 | 3016.8
2019-06-23 13:00 | 43639.5417 | 3045.6
2019-06-23 14:00 | 43639.5833 | 3081.6
2019-06-23 15:00 | 43639.625 | 3139.2
2019-06-23 16:00 | 43639.6667 | 3132
2019-06-23 17:00 | 43639.7083 | 3099.6
2019-06-23 18:00 | 43639.75 | 2998.8
2019-06-23 19:00 | 43639.7917 | 2728.8
2019-06-23 20:00 | 43639.8333 | 2077.2
2019-06-23 21:00 | 43639.875 | 1126.8
2019-06-23 22:00 | 43639.9167 | 0
2019-06-23 23:00 | 43639.9583 | 0
2019-06-24 | 43640 | 0
2019-06-24 01:00 | 43640.0417 | 0
2019-06-24 02:00 | 43640.0833 | 0
2019-06-24 03:00 | 43640.125 | 0
2019-06-24 04:00 | 43640.1667 | 0
2019-06-24 05:00 | 43640.2083 | 0
2019-06-24 06:00 | 43640.25 | 0
2019-06-24 07:00 | 43640.2917 | 730.8
2019-06-24 08:00 | 43640.3333 | 910.8
2019-06-24 09:00 | 43640.375 | 1303.2
2019-06-24 10:00 | 43640.4167 | 990
2019-06-24 11:00 | 43640.4583 | 1357.2
2019-06-24 12:00 | 43640.5 | 1501.2
2019-06-24 13:00 | 43640.5417 | 1508.4
2019-06-24 14:00 | 43640.5833 | 1864.8
2019-06-24 15:00 | 43640.625 | 2077.2
2019-06-24 16:00 | 43640.6667 | 1242
2019-06-24 17:00 | 43640.7083 | 1206
2019-06-24 18:00 | 43640.75 | 792
2019-06-24 19:00 | 43640.7917 | 428.4
2019-06-24 20:00 | 43640.8333 | 777.6
2019-06-24 21:00 | 43640.875 | 651.6
2019-06-24 22:00 | 43640.9167 | 0
2019-06-24 23:00 | 43640.9583 | 0
2019-06-25 | 43641 | 0
2019-06-25 01:00 | 43641.0417 | 0
2019-06-25 02:00 | 43641.0833 | 0
2019-06-25 03:00 | 43641.125 | 0
2019-06-25 04:00 | 43641.1667 | 0
2019-06-25 05:00 | 43641.2083 | 0
2019-06-25 06:00 | 43641.25 | 0
2019-06-25 07:00 | 43641.2917 | 0
2019-06-25 08:00 | 43641.3333 | 0
2019-06-25 09:00 | 43641.375 | 0
2019-06-25 10:00 | 43641.4167 | 0
2019-06-25 11:00 | 43641.4583 | 10.8
2019-06-25 12:00 | 43641.5 | 7.2
2019-06-25 13:00 | 43641.5417 | 14.4
2019-06-25 14:00 | 43641.5833 | 36
2019-06-25 15:00 | 43641.625 | 10.8
2019-06-25 16:00 | 43641.6667 | 3.6
2019-06-25 17:00 | 43641.7083 | 14.4
2019-06-25 18:00 | 43641.75 | 0
2019-06-25 19:00 | 43641.7917 | 0
2019-06-25 20:00 | 43641.8333 | 0
2019-06-25 21:00 | 43641.875 | 0
2019-06-25 22:00 | 43641.9167 | 0
2019-06-25 23:00 | 43641.9583 | 0
2019-06-26 | 43642 | 0
2019-06-26 01:00 | 43642.0417 | 0
2019-06-26 02:00 | 43642.0833 | 0
2019-06-26 03:00 | 43642.125 | 0
2019-06-26 04:00 | 43642.1667 | 0
2019-06-26 05:00 | 43642.2083 | 0
2019-06-26 06:00 | 43642.25 | 0
2019-06-26 07:00 | 43642.2917 | 0
2019-06-26 08:00 | 43642.3333 | 3.6
2019-06-26 09:00 | 43642.375 | 36
2019-06-26 10:00 | 43642.4167 | 151.2
2019-06-26 11:00 | 43642.4583 | 226.8
2019-06-26 12:00 | 43642.5 | 266.4
2019-06-26 13:00 | 43642.5417 | 669.6
2019-06-26 14:00 | 43642.5833 | 360
2019-06-26 15:00 | 43642.625 | 392.4
2019-06-26 16:00 | 43642.6667 | 64.8
2019-06-26 17:00 | 43642.7083 | 57.6
2019-06-26 18:00 | 43642.75 | 259.2
2019-06-26 19:00 | 43642.7917 | 381.6
2019-06-26 20:00 | 43642.8333 | 0
2019-06-26 21:00 | 43642.875 | 0
2019-06-26 22:00 | 43642.9167 | 0
2019-06-26 23:00 | 43642.9583 | 0
2019-06-27 | 43643 | 0
2019-06-27 01:00 | 43643.0417 | 0
2019-06-27 02:00 | 43643.0833 | 0
2019-06-27 03:00 | 43643.125 | 0
2019-06-27 04:00 | 43643.1667 | 0
2019-06-27 05:00 | 43643.2083 | 0
2019-06-27 06:00 | 43643.25 | 0
2019-06-27 07:00 | 43643.2917 | 0
2019-06-27 08:00 | 43643.3333 | 230.4
2019-06-27 09:00 | 43643.375 | 187.2
2019-06-27 10:00 | 43643.4167 | 360
2019-06-27 11:00 | 43643.4583 | 270
2019-06-27 12:00 | 43643.5 | 183.6
2019-06-27 13:00 | 43643.5417 | 194.4
2019-06-27 14:00 | 43643.5833 | 756
2019-06-27 15:00 | 43643.625 | 417.6
2019-06-27 16:00 | 43643.6667 | 896.4
2019-06-27 17:00 | 43643.7083 | 666
2019-06-27 18:00 | 43643.75 | 1188
2019-06-27 19:00 | 43643.7917 | 1332
2019-06-27 20:00 | 43643.8333 | 180
2019-06-27 21:00 | 43643.875 | 0
2019-06-27 22:00 | 43643.9167 | 0
2019-06-27 23:00 | 43643.9583 | 0
2019-06-28 | 43644 | 0
2019-06-28 01:00 | 43644.0417 | 0
2019-06-28 02:00 | 43644.0833 | 0
2019-06-28 03:00 | 43644.125 | 0
2019-06-28 04:00 | 43644.1667 | 0
2019-06-28 05:00 | 43644.2083 | 0
2019-06-28 06:00 | 43644.25 | 0
2019-06-28 07:00 | 43644.2917 | 0
2019-06-28 08:00 | 43644.3333 | 0
2019-06-28 09:00 | 43644.375 | 0
2019-06-28 10:00 | 43644.4167 | 0
2019-06-28 11:00 | 43644.4583 | 0
2019-06-28 12:00 | 43644.5 | 3.6
2019-06-28 13:00 | 43644.5417 | 7.2
2019-06-28 14:00 | 43644.5833 | 10.8
2019-06-28 15:00 | 43644.625 | 7.2
2019-06-28 16:00 | 43644.6667 | 3.6
2019-06-28 17:00 | 43644.7083 | 3.6
2019-06-28 18:00 | 43644.75 | 0
2019-06-28 19:00 | 43644.7917 | 0
2019-06-28 20:00 | 43644.8333 | 0
2019-06-28 21:00 | 43644.875 | 0
2019-06-28 22:00 | 43644.9167 | 0
2019-06-28 23:00 | 43644.9583 | 0
2019-06-29 | 43645 | 0
2019-06-29 01:00 | 43645.0417 | 0
2019-06-29 02:00 | 43645.0833 | 0
2019-06-29 03:00 | 43645.125 | 0
2019-06-29 04:00 | 43645.1667 | 0
2019-06-29 05:00 | 43645.2083 | 0
2019-06-29 06:00 | 43645.25 | 0
2019-06-29 07:00 | 43645.2917 | 0
2019-06-29 08:00 | 43645.3333 | 0
2019-06-29 09:00 | 43645.375 | 28.8
2019-06-29 10:00 | 43645.4167 | 57.6
2019-06-29 11:00 | 43645.4583 | 327.6
2019-06-29 12:00 | 43645.5 | 75.6
2019-06-29 13:00 | 43645.5417 | 75.6
2019-06-29 14:00 | 43645.5833 | 10.8
2019-06-29 15:00 | 43645.625 | 21.6
2019-06-29 16:00 | 43645.6667 | 3.6
2019-06-29 17:00 | 43645.7083 | 0
2019-06-29 18:00 | 43645.75 | 0
2019-06-29 19:00 | 43645.7917 | 7.2
2019-06-29 20:00 | 43645.8333 | 0
2019-06-29 21:00 | 43645.875 | 0
2019-06-29 22:00 | 43645.9167 | 0
2019-06-29 23:00 | 43645.9583 | 0
2019-06-30 | 43646 | 0
2019-06-30 01:00 | 43646.0417 | 0
2019-06-30 02:00 | 43646.0833 | 0
2019-06-30 03:00 | 43646.125 | 0
2019-06-30 04:00 | 43646.1667 | 0
2019-06-30 05:00 | 43646.2083 | 0
2019-06-30 06:00 | 43646.25 | 0
2019-06-30 07:00 | 43646.2917 | 968.4
2019-06-30 08:00 | 43646.3333 | 1598.4
2019-06-30 09:00 | 43646.375 | 2095.2
2019-06-30 10:00 | 43646.4167 | 2257.2
2019-06-30 11:00 | 43646.4583 | 2124
2019-06-30 12:00 | 43646.5 | 2156.4
2019-06-30 13:00 | 43646.5417 | 2170.8
2019-06-30 14:00 | 43646.5833 | 2149.2
2019-06-30 15:00 | 43646.625 | 2214
2019-06-30 16:00 | 43646.6667 | 1875.6
2019-06-30 17:00 | 43646.7083 | 1760.4
2019-06-30 18:00 | 43646.75 | 1627.2
2019-06-30 19:00 | 43646.7917 | 1652.4
2019-06-30 20:00 | 43646.8333 | 1364.4
2019-06-30 21:00 | 43646.875 | 788.4
2019-06-30 22:00 | 43646.9167 | 0
2019-06-30 23:00 | 43646.9583 | 0
2019-07-01 | 43647 | 0
2019-07-01 01:00 | 43647.0417 | 0
2019-07-01 02:00 | 43647.0833 | 0
2019-07-01 03:00 | 43647.125 | 0
2019-07-01 04:00 | 43647.1667 | 0
2019-07-01 05:00 | 43647.2083 | 0
2019-07-01 06:00 | 43647.25 | 0
2019-07-01 07:00 | 43647.2917 | 770.4
2019-07-01 08:00 | 43647.3333 | 1785.6
2019-07-01 09:00 | 43647.375 | 2181.6
2019-07-01 10:00 | 43647.4167 | 2192.4
2019-07-01 11:00 | 43647.4583 | 1922.4
2019-07-01 12:00 | 43647.5 | 1414.8
2019-07-01 13:00 | 43647.5417 | 892.8
2019-07-01 14:00 | 43647.5833 | 1022.4
2019-07-01 15:00 | 43647.625 | 1281.6
2019-07-01 16:00 | 43647.6667 | 1796.4
2019-07-01 17:00 | 43647.7083 | 1836
2019-07-01 18:00 | 43647.75 | 1238.4
2019-07-01 19:00 | 43647.7917 | 1443.6
2019-07-01 20:00 | 43647.8333 | 1299.6
2019-07-01 21:00 | 43647.875 | 763.2
2019-07-01 22:00 | 43647.9167 | 0
2019-07-01 23:00 | 43647.9583 | 0
2019-07-02 | 43648 | 0
2019-07-02 01:00 | 43648.0417 | 0
2019-07-02 02:00 | 43648.0833 | 0
2019-07-02 03:00 | 43648.125 | 0
2019-07-02 04:00 | 43648.1667 | 0
2019-07-02 05:00 | 43648.2083 | 0
2019-07-02 06:00 | 43648.25 | 0
2019-07-02 07:00 | 43648.2917 | 0
2019-07-02 08:00 | 43648.3333 | 0
2019-07-02 09:00 | 43648.375 | 7.2
2019-07-02 10:00 | 43648.4167 | 345.6
2019-07-02 11:00 | 43648.4583 | 381.6
2019-07-02 12:00 | 43648.5 | 356.4
2019-07-02 13:00 | 43648.5417 | 615.6
2019-07-02 14:00 | 43648.5833 | 457.2
2019-07-02 15:00 | 43648.625 | 550.8
2019-07-02 16:00 | 43648.6667 | 770.4
2019-07-02 17:00 | 43648.7083 | 324
2019-07-02 18:00 | 43648.75 | 478.8
2019-07-02 19:00 | 43648.7917 | 482.4
2019-07-02 20:00 | 43648.8333 | 1306.8
2019-07-02 21:00 | 43648.875 | 1072.8
2019-07-02 22:00 | 43648.9167 | 0
2019-07-02 23:00 | 43648.9583 | 0
2019-07-03 | 43649 | 0
2019-07-03 01:00 | 43649.0417 | 0
2019-07-03 02:00 | 43649.0833 | 0
2019-07-03 03:00 | 43649.125 | 0
2019-07-03 04:00 | 43649.1667 | 0
2019-07-03 05:00 | 43649.2083 | 0
2019-07-03 06:00 | 43649.25 | 0
2019-07-03 07:00 | 43649.2917 | 1389.6
2019-07-03 08:00 | 43649.3333 | 2372.4
2019-07-03 09:00 | 43649.375 | 2894.4
2019-07-03 10:00 | 43649.4167 | 3290.4
2019-07-03 11:00 | 43649.4583 | 2703.6
2019-07-03 12:00 | 43649.5 | 486
2019-07-03 13:00 | 43649.5417 | 511.2
2019-07-03 14:00 | 43649.5833 | 493.2
2019-07-03 15:00 | 43649.625 | 518.4
2019-07-03 16:00 | 43649.6667 | 417.6
2019-07-03 17:00 | 43649.7083 | 374.4
2019-07-03 18:00 | 43649.75 | 385.2
2019-07-03 19:00 | 43649.7917 | 216
2019-07-03 20:00 | 43649.8333 | 144
2019-07-03 21:00 | 43649.875 | 57.6
2019-07-03 22:00 | 43649.9167 | 0
2019-07-03 23:00 | 43649.9583 | 0
2019-07-04 | 43650 | 0
2019-07-04 01:00 | 43650.0417 | 0
2019-07-04 02:00 | 43650.0833 | 0
2019-07-04 03:00 | 43650.125 | 0
2019-07-04 04:00 | 43650.1667 | 0
2019-07-04 05:00 | 43650.2083 | 0
2019-07-04 06:00 | 43650.25 | 0
2019-07-04 07:00 | 43650.2917 | 874.8
2019-07-04 08:00 | 43650.3333 | 1033.2
2019-07-04 09:00 | 43650.375 | 0
2019-07-04 10:00 | 43650.4167 | 0
2019-07-04 11:00 | 43650.4583 | 244.8
2019-07-04 12:00 | 43650.5 | 0
2019-07-04 13:00 | 43650.5417 | 676.8
2019-07-04 14:00 | 43650.5833 | 1893.6
2019-07-04 15:00 | 43650.625 | 334.8
2019-07-04 16:00 | 43650.6667 | 2725.2
2019-07-04 17:00 | 43650.7083 | 1252.8
2019-07-04 18:00 | 43650.75 | 133.2
2019-07-04 19:00 | 43650.7917 | 0
2019-07-04 20:00 | 43650.8333 | 0
2019-07-04 21:00 | 43650.875 | 0
2019-07-04 22:00 | 43650.9167 | 0
2019-07-04 23:00 | 43650.9583 | 0
2019-07-05 | 43651 | 0
2019-07-05 01:00 | 43651.0417 | 0
2019-07-05 02:00 | 43651.0833 | 0
2019-07-05 03:00 | 43651.125 | 0
2019-07-05 04:00 | 43651.1667 | 0
2019-07-05 05:00 | 43651.2083 | 0
2019-07-05 06:00 | 43651.25 | 0
2019-07-05 07:00 | 43651.2917 | 0
2019-07-05 08:00 | 43651.3333 | 0
2019-07-05 09:00 | 43651.375 | 129.6
2019-07-05 10:00 | 43651.4167 | 0
2019-07-05 11:00 | 43651.4583 | 39.6
2019-07-05 12:00 | 43651.5 | 46.8
2019-07-05 13:00 | 43651.5417 | 331.2
2019-07-05 14:00 | 43651.5833 | 1231.2
2019-07-05 15:00 | 43651.625 | 2145.6
2019-07-05 16:00 | 43651.6667 | 2214
2019-07-05 17:00 | 43651.7083 | 1274.4
2019-07-05 18:00 | 43651.75 | 813.6
2019-07-05 19:00 | 43651.7917 | 1054.8
2019-07-05 20:00 | 43651.8333 | 1872
2019-07-05 21:00 | 43651.875 | 1418.4
2019-07-05 22:00 | 43651.9167 | 0
2019-07-05 23:00 | 43651.9583 | 0
2019-07-06 | 43652 | 0
2019-07-06 01:00 | 43652.0417 | 0
2019-07-06 02:00 | 43652.0833 | 0
2019-07-06 03:00 | 43652.125 | 0
2019-07-06 04:00 | 43652.1667 | 0
2019-07-06 05:00 | 43652.2083 | 0
2019-07-06 06:00 | 43652.25 | 0
2019-07-06 07:00 | 43652.2917 | 640.8
2019-07-06 08:00 | 43652.3333 | 583.2
2019-07-06 09:00 | 43652.375 | 428.4
2019-07-06 10:00 | 43652.4167 | 1130.4
2019-07-06 11:00 | 43652.4583 | 1321.2
2019-07-06 12:00 | 43652.5 | 1090.8
2019-07-06 13:00 | 43652.5417 | 1328.4
2019-07-06 14:00 | 43652.5833 | 1753.2
2019-07-06 15:00 | 43652.625 | 2044.8
2019-07-06 16:00 | 43652.6667 | 1296
2019-07-06 17:00 | 43652.7083 | 1224
2019-07-06 18:00 | 43652.75 | 1573.2
2019-07-06 19:00 | 43652.7917 | 1681.2
2019-07-06 20:00 | 43652.8333 | 1713.6
2019-07-06 21:00 | 43652.875 | 792
2019-07-06 22:00 | 43652.9167 | 0
2019-07-06 23:00 | 43652.9583 | 0
2019-07-07 | 43653 | 0
2019-07-07 01:00 | 43653.0417 | 0
2019-07-07 02:00 | 43653.0833 | 0
2019-07-07 03:00 | 43653.125 | 0
2019-07-07 04:00 | 43653.1667 | 0
2019-07-07 05:00 | 43653.2083 | 0
2019-07-07 06:00 | 43653.25 | 0
2019-07-07 07:00 | 43653.2917 | 1440
2019-07-07 08:00 | 43653.3333 | 2419.2
2019-07-07 09:00 | 43653.375 | 2984.4
2019-07-07 10:00 | 43653.4167 | 3225.6
2019-07-07 11:00 | 43653.4583 | 3322.8
2019-07-07 12:00 | 43653.5 | 3344.4
2019-07-07 13:00 | 43653.5417 | 3351.6
2019-07-07 14:00 | 43653.5833 | 3348
2019-07-07 15:00 | 43653.625 | 3333.6
2019-07-07 16:00 | 43653.6667 | 3294
2019-07-07 17:00 | 43653.7083 | 3232.8
2019-07-07 18:00 | 43653.75 | 3132
2019-07-07 19:00 | 43653.7917 | 2822.4
2019-07-07 20:00 | 43653.8333 | 2217.6
2019-07-07 21:00 | 43653.875 | 1094.4
2019-07-07 22:00 | 43653.9167 | 0
2019-07-07 23:00 | 43653.9583 | 0
2019-07-08 | 43654 | 0
2019-07-08 01:00 | 43654.0417 | 0
2019-07-08 02:00 | 43654.0833 | 0
2019-07-08 03:00 | 43654.125 | 0
2019-07-08 04:00 | 43654.1667 | 0
2019-07-08 05:00 | 43654.2083 | 0
2019-07-08 06:00 | 43654.25 | 0
2019-07-08 07:00 | 43654.2917 | 882
2019-07-08 08:00 | 43654.3333 | 1908
2019-07-08 09:00 | 43654.375 | 2404.8
2019-07-08 10:00 | 43654.4167 | 2462.4
2019-07-08 11:00 | 43654.4583 | 2376
2019-07-08 12:00 | 43654.5 | 2394
2019-07-08 13:00 | 43654.5417 | 2419.2
2019-07-08 14:00 | 43654.5833 | 2304
2019-07-08 15:00 | 43654.625 | 2260.8
2019-07-08 16:00 | 43654.6667 | 2329.2
2019-07-08 17:00 | 43654.7083 | 2332.8
2019-07-08 18:00 | 43654.75 | 2188.8
2019-07-08 19:00 | 43654.7917 | 1904.4
2019-07-08 20:00 | 43654.8333 | 1504.8
2019-07-08 21:00 | 43654.875 | 698.4
2019-07-08 22:00 | 43654.9167 | 0
2019-07-08 23:00 | 43654.9583 | 0
2019-07-09 | 43655 | 0
2019-07-09 01:00 | 43655.0417 | 0
2019-07-09 02:00 | 43655.0833 | 0
2019-07-09 03:00 | 43655.125 | 0
2019-07-09 04:00 | 43655.1667 | 0
2019-07-09 05:00 | 43655.2083 | 0
2019-07-09 06:00 | 43655.25 | 0
2019-07-09 07:00 | 43655.2917 | 0
2019-07-09 08:00 | 43655.3333 | 0
2019-07-09 09:00 | 43655.375 | 0
2019-07-09 10:00 | 43655.4167 | 0
2019-07-09 11:00 | 43655.4583 | 0
2019-07-09 12:00 | 43655.5 | 0
2019-07-09 13:00 | 43655.5417 | 0
2019-07-09 14:00 | 43655.5833 | 360
2019-07-09 15:00 | 43655.625 | 3092.4
2019-07-09 16:00 | 43655.6667 | 3218.4
2019-07-09 17:00 | 43655.7083 | 1900.8
2019-07-09 18:00 | 43655.75 | 2293.2
2019-07-09 19:00 | 43655.7917 | 2700
2019-07-09 20:00 | 43655.8333 | 1713.6
2019-07-09 21:00 | 43655.875 | 198
2019-07-09 22:00 | 43655.9167 | 0
2019-07-09 23:00 | 43655.9583 | 0
2019-07-10 | 43656 | 0
2019-07-10 01:00 | 43656.0417 | 0
2019-07-10 02:00 | 43656.0833 | 0
2019-07-10 03:00 | 43656.125 | 0
2019-07-10 04:00 | 43656.1667 | 0
2019-07-10 05:00 | 43656.2083 | 0
2019-07-10 06:00 | 43656.25 | 0
2019-07-10 07:00 | 43656.2917 | 0
2019-07-10 08:00 | 43656.3333 | 0
2019-07-10 09:00 | 43656.375 | 28.8
2019-07-10 10:00 | 43656.4167 | 36
2019-07-10 11:00 | 43656.4583 | 10.8
2019-07-10 12:00 | 43656.5 | 32.4
2019-07-10 13:00 | 43656.5417 | 194.4
2019-07-10 14:00 | 43656.5833 | 93.6
2019-07-10 15:00 | 43656.625 | 158.4
2019-07-10 16:00 | 43656.6667 | 280.8
2019-07-10 17:00 | 43656.7083 | 367.2
2019-07-10 18:00 | 43656.75 | 615.6
2019-07-10 19:00 | 43656.7917 | 1051.2
2019-07-10 20:00 | 43656.8333 | 1638
2019-07-10 21:00 | 43656.875 | 140.4
2019-07-10 22:00 | 43656.9167 | 0
2019-07-10 23:00 | 43656.9583 | 0
2019-07-11 | 43657 | 0
2019-07-11 01:00 | 43657.0417 | 0
2019-07-11 02:00 | 43657.0833 | 0
2019-07-11 03:00 | 43657.125 | 0
2019-07-11 04:00 | 43657.1667 | 0
2019-07-11 05:00 | 43657.2083 | 0
2019-07-11 06:00 | 43657.25 | 0
2019-07-11 07:00 | 43657.2917 | 885.6
2019-07-11 08:00 | 43657.3333 | 1713.6
2019-07-11 09:00 | 43657.375 | 2199.6
2019-07-11 10:00 | 43657.4167 | 2091.6
2019-07-11 11:00 | 43657.4583 | 1425.6
2019-07-11 12:00 | 43657.5 | 1350
2019-07-11 13:00 | 43657.5417 | 1738.8
2019-07-11 14:00 | 43657.5833 | 1422
2019-07-11 15:00 | 43657.625 | 1746
2019-07-11 16:00 | 43657.6667 | 1854
2019-07-11 17:00 | 43657.7083 | 1742.4
2019-07-11 18:00 | 43657.75 | 2163.6
2019-07-11 19:00 | 43657.7917 | 1810.8
2019-07-11 20:00 | 43657.8333 | 972
2019-07-11 21:00 | 43657.875 | 0
2019-07-11 22:00 | 43657.9167 | 0
2019-07-11 23:00 | 43657.9583 | 0
2019-07-12 | 43658 | 0
2019-07-12 01:00 | 43658.0417 | 0
2019-07-12 02:00 | 43658.0833 | 0
2019-07-12 03:00 | 43658.125 | 0
2019-07-12 04:00 | 43658.1667 | 0
2019-07-12 05:00 | 43658.2083 | 0
2019-07-12 06:00 | 43658.25 | 0
2019-07-12 07:00 | 43658.2917 | 694.8
2019-07-12 08:00 | 43658.3333 | 669.6
2019-07-12 09:00 | 43658.375 | 1828.8
2019-07-12 10:00 | 43658.4167 | 1461.6
2019-07-12 11:00 | 43658.4583 | 1026
2019-07-12 12:00 | 43658.5 | 1357.2
2019-07-12 13:00 | 43658.5417 | 1173.6
2019-07-12 14:00 | 43658.5833 | 766.8
2019-07-12 15:00 | 43658.625 | 752.4
2019-07-12 16:00 | 43658.6667 | 1123.2
2019-07-12 17:00 | 43658.7083 | 1425.6
2019-07-12 18:00 | 43658.75 | 1170
2019-07-12 19:00 | 43658.7917 | 1724.4
2019-07-12 20:00 | 43658.8333 | 1213.2
2019-07-12 21:00 | 43658.875 | 0
2019-07-12 22:00 | 43658.9167 | 0
2019-07-12 23:00 | 43658.9583 | 0
2019-07-13 | 43659 | 0
2019-07-13 01:00 | 43659.0417 | 0
2019-07-13 02:00 | 43659.0833 | 0
2019-07-13 03:00 | 43659.125 | 0
2019-07-13 04:00 | 43659.1667 | 0
2019-07-13 05:00 | 43659.2083 | 0
2019-07-13 06:00 | 43659.25 | 0
2019-07-13 07:00 | 43659.2917 | 14.4
2019-07-13 08:00 | 43659.3333 | 75.6
2019-07-13 09:00 | 43659.375 | 82.8
2019-07-13 10:00 | 43659.4167 | 284.4
2019-07-13 11:00 | 43659.4583 | 378
2019-07-13 12:00 | 43659.5 | 331.2
2019-07-13 13:00 | 43659.5417 | 165.6
2019-07-13 14:00 | 43659.5833 | 342
2019-07-13 15:00 | 43659.625 | 126
2019-07-13 16:00 | 43659.6667 | 118.8
2019-07-13 17:00 | 43659.7083 | 64.8
2019-07-13 18:00 | 43659.75 | 64.8
2019-07-13 19:00 | 43659.7917 | 79.2
2019-07-13 20:00 | 43659.8333 | 169.2
2019-07-13 21:00 | 43659.875 | 0
2019-07-13 22:00 | 43659.9167 | 0
2019-07-13 23:00 | 43659.9583 | 0
2019-07-14 | 43660 | 0
2019-07-14 01:00 | 43660.0417 | 0
2019-07-14 02:00 | 43660.0833 | 0
2019-07-14 03:00 | 43660.125 | 0
2019-07-14 04:00 | 43660.1667 | 0
2019-07-14 05:00 | 43660.2083 | 0
2019-07-14 06:00 | 43660.25 | 0
2019-07-14 07:00 | 43660.2917 | 640.8
2019-07-14 08:00 | 43660.3333 | 1508.4
2019-07-14 09:00 | 43660.375 | 1998
2019-07-14 10:00 | 43660.4167 | 2239.2
2019-07-14 11:00 | 43660.4583 | 2250
2019-07-14 12:00 | 43660.5 | 2286
2019-07-14 13:00 | 43660.5417 | 2239.2
2019-07-14 14:00 | 43660.5833 | 2217.6
2019-07-14 15:00 | 43660.625 | 2145.6
2019-07-14 16:00 | 43660.6667 | 2278.8
2019-07-14 17:00 | 43660.7083 | 2347.2
2019-07-14 18:00 | 43660.75 | 2368.8
2019-07-14 19:00 | 43660.7917 | 2228.4
2019-07-14 20:00 | 43660.8333 | 1350
2019-07-14 21:00 | 43660.875 | 0
2019-07-14 22:00 | 43660.9167 | 0
2019-07-14 23:00 | 43660.9583 | 0
2019-07-15 | 43661 | 0
2019-07-15 01:00 | 43661.0417 | 0
2019-07-15 02:00 | 43661.0833 | 0
2019-07-15 03:00 | 43661.125 | 0
2019-07-15 04:00 | 43661.1667 | 0
2019-07-15 05:00 | 43661.2083 | 0
2019-07-15 06:00 | 43661.25 | 0
2019-07-15 07:00 | 43661.2917 | 176.4
2019-07-15 08:00 | 43661.3333 | 370.8
2019-07-15 09:00 | 43661.375 | 320.4
2019-07-15 10:00 | 43661.4167 | 316.8
2019-07-15 11:00 | 43661.4583 | 309.6
2019-07-15 12:00 | 43661.5 | 478.8
2019-07-15 13:00 | 43661.5417 | 356.4
2019-07-15 14:00 | 43661.5833 | 349.2
2019-07-15 15:00 | 43661.625 | 262.8
2019-07-15 16:00 | 43661.6667 | 313.2
2019-07-15 17:00 | 43661.7083 | 111.6
2019-07-15 18:00 | 43661.75 | 111.6
2019-07-15 19:00 | 43661.7917 | 82.8
2019-07-15 20:00 | 43661.8333 | 61.2
2019-07-15 21:00 | 43661.875 | 0
2019-07-15 22:00 | 43661.9167 | 0
2019-07-15 23:00 | 43661.9583 | 0
2019-07-16 | 43662 | 0
2019-07-16 01:00 | 43662.0417 | 0
2019-07-16 02:00 | 43662.0833 | 0
2019-07-16 03:00 | 43662.125 | 0
2019-07-16 04:00 | 43662.1667 | 0
2019-07-16 05:00 | 43662.2083 | 0
2019-07-16 06:00 | 43662.25 | 0
2019-07-16 07:00 | 43662.2917 | 0
2019-07-16 08:00 | 43662.3333 | 0
2019-07-16 09:00 | 43662.375 | 28.8
2019-07-16 10:00 | 43662.4167 | 46.8
2019-07-16 11:00 | 43662.4583 | 54
2019-07-16 12:00 | 43662.5 | 61.2
2019-07-16 13:00 | 43662.5417 | 57.6
2019-07-16 14:00 | 43662.5833 | 93.6
2019-07-16 15:00 | 43662.625 | 64.8
2019-07-16 16:00 | 43662.6667 | 46.8
2019-07-16 17:00 | 43662.7083 | 18
2019-07-16 18:00 | 43662.75 | 7.2
2019-07-16 19:00 | 43662.7917 | 0
2019-07-16 20:00 | 43662.8333 | 0
2019-07-16 21:00 | 43662.875 | 0
2019-07-16 22:00 | 43662.9167 | 0
2019-07-16 23:00 | 43662.9583 | 0
2019-07-17 | 43663 | 0
2019-07-17 01:00 | 43663.0417 | 0
2019-07-17 02:00 | 43663.0833 | 0
2019-07-17 03:00 | 43663.125 | 0
2019-07-17 04:00 | 43663.1667 | 0
2019-07-17 05:00 | 43663.2083 | 0
2019-07-17 06:00 | 43663.25 | 0
2019-07-17 07:00 | 43663.2917 | 0
2019-07-17 08:00 | 43663.3333 | 1339.2
2019-07-17 09:00 | 43663.375 | 2167.2
2019-07-17 10:00 | 43663.4167 | 2476.8
2019-07-17 11:00 | 43663.4583 | 2430
2019-07-17 12:00 | 43663.5 | 2365.2
2019-07-17 13:00 | 43663.5417 | 2448
2019-07-17 14:00 | 43663.5833 | 2336.4
2019-07-17 15:00 | 43663.625 | 2300.4
2019-07-17 16:00 | 43663.6667 | 2394
2019-07-17 17:00 | 43663.7083 | 2214
2019-07-17 18:00 | 43663.75 | 2080.8
2019-07-17 19:00 | 43663.7917 | 1832.4
2019-07-17 20:00 | 43663.8333 | 1231.2
2019-07-17 21:00 | 43663.875 | 0
2019-07-17 22:00 | 43663.9167 | 0
2019-07-17 23:00 | 43663.9583 | 0
2019-07-18 | 43664 | 0
2019-07-18 01:00 | 43664.0417 | 0
2019-07-18 02:00 | 43664.0833 | 0
2019-07-18 03:00 | 43664.125 | 0
2019-07-18 04:00 | 43664.1667 | 0
2019-07-18 05:00 | 43664.2083 | 0
2019-07-18 06:00 | 43664.25 | 0
2019-07-18 07:00 | 43664.2917 | 0
2019-07-18 08:00 | 43664.3333 | 0
2019-07-18 09:00 | 43664.375 | 0
2019-07-18 10:00 | 43664.4167 | 14.4
2019-07-18 11:00 | 43664.4583 | 28.8
2019-07-18 12:00 | 43664.5 | 50.4
2019-07-18 13:00 | 43664.5417 | 57.6
2019-07-18 14:00 | 43664.5833 | 79.2
2019-07-18 15:00 | 43664.625 | 54
2019-07-18 16:00 | 43664.6667 | 50.4
2019-07-18 17:00 | 43664.7083 | 39.6
2019-07-18 18:00 | 43664.75 | 36
2019-07-18 19:00 | 43664.7917 | 36
2019-07-18 20:00 | 43664.8333 | 0
2019-07-18 21:00 | 43664.875 | 0
2019-07-18 22:00 | 43664.9167 | 0
2019-07-18 23:00 | 43664.9583 | 0
2019-07-19 | 43665 | 0
2019-07-19 01:00 | 43665.0417 | 0
2019-07-19 02:00 | 43665.0833 | 0
2019-07-19 03:00 | 43665.125 | 0
2019-07-19 04:00 | 43665.1667 | 0
2019-07-19 05:00 | 43665.2083 | 0
2019-07-19 06:00 | 43665.25 | 0
2019-07-19 07:00 | 43665.2917 | 0
2019-07-19 08:00 | 43665.3333 | 0
2019-07-19 09:00 | 43665.375 | 72
2019-07-19 10:00 | 43665.4167 | 118.8
2019-07-19 11:00 | 43665.4583 | 234
2019-07-19 12:00 | 43665.5 | 320.4
2019-07-19 13:00 | 43665.5417 | 367.2
2019-07-19 14:00 | 43665.5833 | 500.4
2019-07-19 15:00 | 43665.625 | 360
2019-07-19 16:00 | 43665.6667 | 349.2
2019-07-19 17:00 | 43665.7083 | 230.4
2019-07-19 18:00 | 43665.75 | 259.2
2019-07-19 19:00 | 43665.7917 | 244.8
2019-07-19 20:00 | 43665.8333 | 324
2019-07-19 21:00 | 43665.875 | 0
2019-07-19 22:00 | 43665.9167 | 0
2019-07-19 23:00 | 43665.9583 | 0
2019-07-20 | 43666 | 0
2019-07-20 01:00 | 43666.0417 | 0
2019-07-20 02:00 | 43666.0833 | 0
2019-07-20 03:00 | 43666.125 | 0
2019-07-20 04:00 | 43666.1667 | 0
2019-07-20 05:00 | 43666.2083 | 0
2019-07-20 06:00 | 43666.25 | 0
2019-07-20 07:00 | 43666.2917 | 0
2019-07-20 08:00 | 43666.3333 | 0
2019-07-20 09:00 | 43666.375 | 79.2
2019-07-20 10:00 | 43666.4167 | 28.8
2019-07-20 11:00 | 43666.4583 | 43.2
2019-07-20 12:00 | 43666.5 | 54
2019-07-20 13:00 | 43666.5417 | 68.4
2019-07-20 14:00 | 43666.5833 | 86.4
2019-07-20 15:00 | 43666.625 | 147.6
2019-07-20 16:00 | 43666.6667 | 75.6
2019-07-20 17:00 | 43666.7083 | 82.8
2019-07-20 18:00 | 43666.75 | 43.2
2019-07-20 19:00 | 43666.7917 | 54
2019-07-20 20:00 | 43666.8333 | 90
2019-07-20 21:00 | 43666.875 | 0
2019-07-20 22:00 | 43666.9167 | 0
2019-07-20 23:00 | 43666.9583 | 0
2019-07-21 | 43667 | 0
2019-07-21 01:00 | 43667.0417 | 0
2019-07-21 02:00 | 43667.0833 | 0
2019-07-21 03:00 | 43667.125 | 0
2019-07-21 04:00 | 43667.1667 | 0
2019-07-21 05:00 | 43667.2083 | 0
2019-07-21 06:00 | 43667.25 | 0
2019-07-21 07:00 | 43667.2917 | 0
2019-07-21 08:00 | 43667.3333 | 1533.6
2019-07-21 09:00 | 43667.375 | 3034.8
2019-07-21 10:00 | 43667.4167 | 3384
2019-07-21 11:00 | 43667.4583 | 2818.8
2019-07-21 12:00 | 43667.5 | 342
2019-07-21 13:00 | 43667.5417 | 266.4
2019-07-21 14:00 | 43667.5833 | 244.8
2019-07-21 15:00 | 43667.625 | 93.6
2019-07-21 16:00 | 43667.6667 | 68.4
2019-07-21 17:00 | 43667.7083 | 75.6
2019-07-21 18:00 | 43667.75 | 90
2019-07-21 19:00 | 43667.7917 | 57.6
2019-07-21 20:00 | 43667.8333 | 43.2
2019-07-21 21:00 | 43667.875 | 0
2019-07-21 22:00 | 43667.9167 | 0
2019-07-21 23:00 | 43667.9583 | 0
2019-07-22 | 43668 | 0
2019-07-22 01:00 | 43668.0417 | 0
2019-07-22 02:00 | 43668.0833 | 0
2019-07-22 03:00 | 43668.125 | 0
2019-07-22 04:00 | 43668.1667 | 0
2019-07-22 05:00 | 43668.2083 | 0
2019-07-22 06:00 | 43668.25 | 0
2019-07-22 07:00 | 43668.2917 | 0
2019-07-22 08:00 | 43668.3333 | 1551.6
2019-07-22 09:00 | 43668.375 | 3027.6
2019-07-22 10:00 | 43668.4167 | 3315.6
2019-07-22 11:00 | 43668.4583 | 2804.4
2019-07-22 12:00 | 43668.5 | 381.6
2019-07-22 13:00 | 43668.5417 | 342
2019-07-22 14:00 | 43668.5833 | 367.2
2019-07-22 15:00 | 43668.625 | 266.4
2019-07-22 16:00 | 43668.6667 | 180
2019-07-22 17:00 | 43668.7083 | 115.2
2019-07-22 18:00 | 43668.75 | 100.8
2019-07-22 19:00 | 43668.7917 | 61.2
2019-07-22 20:00 | 43668.8333 | 0
2019-07-22 21:00 | 43668.875 | 0
2019-07-22 22:00 | 43668.9167 | 0
2019-07-22 23:00 | 43668.9583 | 0
2019-07-23 | 43669 | 0
2019-07-23 01:00 | 43669.0417 | 0
2019-07-23 02:00 | 43669.0833 | 0
2019-07-23 03:00 | 43669.125 | 0
2019-07-23 04:00 | 43669.1667 | 0
2019-07-23 05:00 | 43669.2083 | 0
2019-07-23 06:00 | 43669.25 | 0
2019-07-23 07:00 | 43669.2917 | 0
2019-07-23 08:00 | 43669.3333 | 0
2019-07-23 09:00 | 43669.375 | 0
2019-07-23 10:00 | 43669.4167 | 36
2019-07-23 11:00 | 43669.4583 | 43.2
2019-07-23 12:00 | 43669.5 | 46.8
2019-07-23 13:00 | 43669.5417 | 36
2019-07-23 14:00 | 43669.5833 | 39.6
2019-07-23 15:00 | 43669.625 | 57.6
2019-07-23 16:00 | 43669.6667 | 50.4
2019-07-23 17:00 | 43669.7083 | 21.6
2019-07-23 18:00 | 43669.75 | 10.8
2019-07-23 19:00 | 43669.7917 | 0
2019-07-23 20:00 | 43669.8333 | 0
2019-07-23 21:00 | 43669.875 | 0
2019-07-23 22:00 | 43669.9167 | 0
2019-07-23 23:00 | 43669.9583 | 0
2019-07-24 | 43670 | 0
2019-07-24 01:00 | 43670.0417 | 0
2019-07-24 02:00 | 43670.0833 | 0
2019-07-24 03:00 | 43670.125 | 0
2019-07-24 04:00 | 43670.1667 | 0
2019-07-24 05:00 | 43670.2083 | 0
2019-07-24 06:00 | 43670.25 | 0
2019-07-24 07:00 | 43670.2917 | 0
2019-07-24 08:00 | 43670.3333 | 165.6
2019-07-24 09:00 | 43670.375 | 140.4
2019-07-24 10:00 | 43670.4167 | 136.8
2019-07-24 11:00 | 43670.4583 | 136.8
2019-07-24 12:00 | 43670.5 | 100.8
2019-07-24 13:00 | 43670.5417 | 108
2019-07-24 14:00 | 43670.5833 | 129.6
2019-07-24 15:00 | 43670.625 | 90
2019-07-24 16:00 | 43670.6667 | 72
2019-07-24 17:00 | 43670.7083 | 46.8
2019-07-24 18:00 | 43670.75 | 72
2019-07-24 19:00 | 43670.7917 | 21.6
2019-07-24 20:00 | 43670.8333 | 0
2019-07-24 21:00 | 43670.875 | 0
2019-07-24 22:00 | 43670.9167 | 0
2019-07-24 23:00 | 43670.9583 | 0
2019-07-25 | 43671 | 0
2019-07-25 01:00 | 43671.0417 | 0
2019-07-25 02:00 | 43671.0833 | 0
2019-07-25 03:00 | 43671.125 | 0
2019-07-25 04:00 | 43671.1667 | 0
2019-07-25 05:00 | 43671.2083 | 0
2019-07-25 06:00 | 43671.25 | 0
2019-07-25 07:00 | 43671.2917 | 0
2019-07-25 08:00 | 43671.3333 | 691.2
2019-07-25 09:00 | 43671.375 | 630
2019-07-25 10:00 | 43671.4167 | 698.4
2019-07-25 11:00 | 43671.4583 | 388.8
2019-07-25 12:00 | 43671.5 | 684
2019-07-25 13:00 | 43671.5417 | 1026
2019-07-25 14:00 | 43671.5833 | 1767.6
2019-07-25 15:00 | 43671.625 | 1857.6
2019-07-25 16:00 | 43671.6667 | 1760.4
2019-07-25 17:00 | 43671.7083 | 2163.6
2019-07-25 18:00 | 43671.75 | 1047.6
2019-07-25 19:00 | 43671.7917 | 802.8
2019-07-25 20:00 | 43671.8333 | 1191.6
2019-07-25 21:00 | 43671.875 | 0
2019-07-25 22:00 | 43671.9167 | 0
2019-07-25 23:00 | 43671.9583 | 0
2019-07-26 | 43672 | 0
2019-07-26 01:00 | 43672.0417 | 0
2019-07-26 02:00 | 43672.0833 | 0
2019-07-26 03:00 | 43672.125 | 0
2019-07-26 04:00 | 43672.1667 | 0
2019-07-26 05:00 | 43672.2083 | 0
2019-07-26 06:00 | 43672.25 | 0
2019-07-26 07:00 | 43672.2917 | 0
2019-07-26 08:00 | 43672.3333 | 835.2
2019-07-26 09:00 | 43672.375 | 1771.2
2019-07-26 10:00 | 43672.4167 | 1839.6
2019-07-26 11:00 | 43672.4583 | 2048.4
2019-07-26 12:00 | 43672.5 | 1504.8
2019-07-26 13:00 | 43672.5417 | 1738.8
2019-07-26 14:00 | 43672.5833 | 1346.4
2019-07-26 15:00 | 43672.625 | 1162.8
2019-07-26 16:00 | 43672.6667 | 1058.4
2019-07-26 17:00 | 43672.7083 | 1634.4
2019-07-26 18:00 | 43672.75 | 2106
2019-07-26 19:00 | 43672.7917 | 1893.6
2019-07-26 20:00 | 43672.8333 | 1184.4
2019-07-26 21:00 | 43672.875 | 0
2019-07-26 22:00 | 43672.9167 | 0
2019-07-26 23:00 | 43672.9583 | 0
2019-07-27 | 43673 | 0
2019-07-27 01:00 | 43673.0417 | 0
2019-07-27 02:00 | 43673.0833 | 0
2019-07-27 03:00 | 43673.125 | 0
2019-07-27 04:00 | 43673.1667 | 0
2019-07-27 05:00 | 43673.2083 | 0
2019-07-27 06:00 | 43673.25 | 0
2019-07-27 07:00 | 43673.2917 | 0
2019-07-27 08:00 | 43673.3333 | 1033.2
2019-07-27 09:00 | 43673.375 | 1908
2019-07-27 10:00 | 43673.4167 | 2138.4
2019-07-27 11:00 | 43673.4583 | 2271.6
2019-07-27 12:00 | 43673.5 | 2250
2019-07-27 13:00 | 43673.5417 | 2138.4
2019-07-27 14:00 | 43673.5833 | 2178
2019-07-27 15:00 | 43673.625 | 2185.2
2019-07-27 16:00 | 43673.6667 | 2264.4
2019-07-27 17:00 | 43673.7083 | 2041.2
2019-07-27 18:00 | 43673.75 | 1983.6
2019-07-27 19:00 | 43673.7917 | 1692
2019-07-27 20:00 | 43673.8333 | 1080
2019-07-27 21:00 | 43673.875 | 0
2019-07-27 22:00 | 43673.9167 | 0
2019-07-27 23:00 | 43673.9583 | 0
2019-07-28 | 43674 | 0
2019-07-28 01:00 | 43674.0417 | 0
2019-07-28 02:00 | 43674.0833 | 0
2019-07-28 03:00 | 43674.125 | 0
2019-07-28 04:00 | 43674.1667 | 0
2019-07-28 05:00 | 43674.2083 | 0
2019-07-28 06:00 | 43674.25 | 0
2019-07-28 07:00 | 43674.2917 | 0
2019-07-28 08:00 | 43674.3333 | 633.6
2019-07-28 09:00 | 43674.375 | 1170
2019-07-28 10:00 | 43674.4167 | 1245.6
2019-07-28 11:00 | 43674.4583 | 1681.2
2019-07-28 12:00 | 43674.5 | 1526.4
2019-07-28 13:00 | 43674.5417 | 1706.4
2019-07-28 14:00 | 43674.5833 | 1972.8
2019-07-28 15:00 | 43674.625 | 1400.4
2019-07-28 16:00 | 43674.6667 | 1648.8
2019-07-28 17:00 | 43674.7083 | 1407.6
2019-07-28 18:00 | 43674.75 | 1051.2
2019-07-28 19:00 | 43674.7917 | 558
2019-07-28 20:00 | 43674.8333 | 622.8
2019-07-28 21:00 | 43674.875 | 0
2019-07-28 22:00 | 43674.9167 | 0
2019-07-28 23:00 | 43674.9583 | 0
2019-07-29 | 43675 | 0
2019-07-29 01:00 | 43675.0417 | 0
2019-07-29 02:00 | 43675.0833 | 0
2019-07-29 03:00 | 43675.125 | 0
2019-07-29 04:00 | 43675.1667 | 0
2019-07-29 05:00 | 43675.2083 | 0
2019-07-29 06:00 | 43675.25 | 0
2019-07-29 07:00 | 43675.2917 | 0
2019-07-29 08:00 | 43675.3333 | 10.8
2019-07-29 09:00 | 43675.375 | 0
2019-07-29 10:00 | 43675.4167 | 7.2
2019-07-29 11:00 | 43675.4583 | 0
2019-07-29 12:00 | 43675.5 | 43.2
2019-07-29 13:00 | 43675.5417 | 0
2019-07-29 14:00 | 43675.5833 | 10.8
2019-07-29 15:00 | 43675.625 | 10.8
2019-07-29 16:00 | 43675.6667 | 151.2
2019-07-29 17:00 | 43675.7083 | 140.4
2019-07-29 18:00 | 43675.75 | 93.6
2019-07-29 19:00 | 43675.7917 | 302.4
2019-07-29 20:00 | 43675.8333 | 0
2019-07-29 21:00 | 43675.875 | 0
2019-07-29 22:00 | 43675.9167 | 0
2019-07-29 23:00 | 43675.9583 | 0
2019-07-30 | 43676 | 0
2019-07-30 01:00 | 43676.0417 | 0
2019-07-30 02:00 | 43676.0833 | 0
2019-07-30 03:00 | 43676.125 | 0
2019-07-30 04:00 | 43676.1667 | 0
2019-07-30 05:00 | 43676.2083 | 0
2019-07-30 06:00 | 43676.25 | 0
2019-07-30 07:00 | 43676.2917 | 0
2019-07-30 08:00 | 43676.3333 | 0
2019-07-30 09:00 | 43676.375 | 36
2019-07-30 10:00 | 43676.4167 | 54
2019-07-30 11:00 | 43676.4583 | 86.4
2019-07-30 12:00 | 43676.5 | 115.2
2019-07-30 13:00 | 43676.5417 | 100.8
2019-07-30 14:00 | 43676.5833 | 75.6
2019-07-30 15:00 | 43676.625 | 86.4
2019-07-30 16:00 | 43676.6667 | 75.6
2019-07-30 17:00 | 43676.7083 | 61.2
2019-07-30 18:00 | 43676.75 | 25.2
2019-07-30 19:00 | 43676.7917 | 0
2019-07-30 20:00 | 43676.8333 | 0
2019-07-30 21:00 | 43676.875 | 0
2019-07-30 22:00 | 43676.9167 | 0
2019-07-30 23:00 | 43676.9583 | 0
2019-07-31 | 43677 | 0
2019-07-31 01:00 | 43677.0417 | 0
2019-07-31 02:00 | 43677.0833 | 0
2019-07-31 03:00 | 43677.125 | 0
2019-07-31 04:00 | 43677.1667 | 0
2019-07-31 05:00 | 43677.2083 | 0
2019-07-31 06:00 | 43677.25 | 0
2019-07-31 07:00 | 43677.2917 | 0
2019-07-31 08:00 | 43677.3333 | 352.8
2019-07-31 09:00 | 43677.375 | 169.2
2019-07-31 10:00 | 43677.4167 | 244.8
2019-07-31 11:00 | 43677.4583 | 129.6
2019-07-31 12:00 | 43677.5 | 43.2
2019-07-31 13:00 | 43677.5417 | 82.8
2019-07-31 14:00 | 43677.5833 | 79.2
2019-07-31 15:00 | 43677.625 | 417.6
2019-07-31 16:00 | 43677.6667 | 144
2019-07-31 17:00 | 43677.7083 | 237.6
2019-07-31 18:00 | 43677.75 | 518.4
2019-07-31 19:00 | 43677.7917 | 867.6
2019-07-31 20:00 | 43677.8333 | 1364.4
2019-07-31 21:00 | 43677.875 | 0
2019-07-31 22:00 | 43677.9167 | 0
2019-07-31 23:00 | 43677.9583 | 0
2019-08-01 | 43678 | 0
2019-08-01 01:00 | 43678.0417 | 0
2019-08-01 02:00 | 43678.0833 | 0
2019-08-01 03:00 | 43678.125 | 0
2019-08-01 04:00 | 43678.1667 | 0
2019-08-01 05:00 | 43678.2083 | 0
2019-08-01 06:00 | 43678.25 | 0
2019-08-01 07:00 | 43678.2917 | 0
2019-08-01 08:00 | 43678.3333 | 270
2019-08-01 09:00 | 43678.375 | 316.8
2019-08-01 10:00 | 43678.4167 | 277.2
2019-08-01 11:00 | 43678.4583 | 370.8
2019-08-01 12:00 | 43678.5 | 428.4
2019-08-01 13:00 | 43678.5417 | 370.8
2019-08-01 14:00 | 43678.5833 | 378
2019-08-01 15:00 | 43678.625 | 266.4
2019-08-01 16:00 | 43678.6667 | 352.8
2019-08-01 17:00 | 43678.7083 | 295.2
2019-08-01 18:00 | 43678.75 | 82.8
2019-08-01 19:00 | 43678.7917 | 28.8
2019-08-01 20:00 | 43678.8333 | 0
2019-08-01 21:00 | 43678.875 | 0
2019-08-01 22:00 | 43678.9167 | 0
2019-08-01 23:00 | 43678.9583 | 0
2019-08-02 | 43679 | 0
2019-08-02 01:00 | 43679.0417 | 0
2019-08-02 02:00 | 43679.0833 | 0
2019-08-02 03:00 | 43679.125 | 0
2019-08-02 04:00 | 43679.1667 | 0
2019-08-02 05:00 | 43679.2083 | 0
2019-08-02 06:00 | 43679.25 | 0
2019-08-02 07:00 | 43679.2917 | 0
2019-08-02 08:00 | 43679.3333 | 932.4
2019-08-02 09:00 | 43679.375 | 1357.2
2019-08-02 10:00 | 43679.4167 | 1450.8
2019-08-02 11:00 | 43679.4583 | 1429.2
2019-08-02 12:00 | 43679.5 | 1699.2
2019-08-02 13:00 | 43679.5417 | 1472.4
2019-08-02 14:00 | 43679.5833 | 1155.6
2019-08-02 15:00 | 43679.625 | 1260
2019-08-02 16:00 | 43679.6667 | 1299.6
2019-08-02 17:00 | 43679.7083 | 1054.8
2019-08-02 18:00 | 43679.75 | 1054.8
2019-08-02 19:00 | 43679.7917 | 532.8
2019-08-02 20:00 | 43679.8333 | 396
2019-08-02 21:00 | 43679.875 | 0
2019-08-02 22:00 | 43679.9167 | 0
2019-08-02 23:00 | 43679.9583 | 0
2019-08-03 | 43680 | 0
2019-08-03 01:00 | 43680.0417 | 0
2019-08-03 02:00 | 43680.0833 | 0
2019-08-03 03:00 | 43680.125 | 0
2019-08-03 04:00 | 43680.1667 | 0
2019-08-03 05:00 | 43680.2083 | 0
2019-08-03 06:00 | 43680.25 | 0
2019-08-03 07:00 | 43680.2917 | 0
2019-08-03 08:00 | 43680.3333 | 1350
2019-08-03 09:00 | 43680.375 | 2610
2019-08-03 10:00 | 43680.4167 | 2469.6
2019-08-03 11:00 | 43680.4583 | 2685.6
2019-08-03 12:00 | 43680.5 | 111.6
2019-08-03 13:00 | 43680.5417 | 147.6
2019-08-03 14:00 | 43680.5833 | 406.8
2019-08-03 15:00 | 43680.625 | 302.4
2019-08-03 16:00 | 43680.6667 | 388.8
2019-08-03 17:00 | 43680.7083 | 1134
2019-08-03 18:00 | 43680.75 | 986.4
2019-08-03 19:00 | 43680.7917 | 2235.6
2019-08-03 20:00 | 43680.8333 | 1144.8
2019-08-03 21:00 | 43680.875 | 0
2019-08-03 22:00 | 43680.9167 | 0
2019-08-03 23:00 | 43680.9583 | 0
2019-08-04 | 43681 | 0
2019-08-04 01:00 | 43681.0417 | 0
2019-08-04 02:00 | 43681.0833 | 0
2019-08-04 03:00 | 43681.125 | 0
2019-08-04 04:00 | 43681.1667 | 0
2019-08-04 05:00 | 43681.2083 | 0
2019-08-04 06:00 | 43681.25 | 0
2019-08-04 07:00 | 43681.2917 | 0
2019-08-04 08:00 | 43681.3333 | 1008
2019-08-04 09:00 | 43681.375 | 1760.4
2019-08-04 10:00 | 43681.4167 | 1551.6
2019-08-04 11:00 | 43681.4583 | 1648.8
2019-08-04 12:00 | 43681.5 | 1900.8
2019-08-04 13:00 | 43681.5417 | 2023.2
2019-08-04 14:00 | 43681.5833 | 2102.4
2019-08-04 15:00 | 43681.625 | 2095.2
2019-08-04 16:00 | 43681.6667 | 2156.4
2019-08-04 17:00 | 43681.7083 | 2170.8
2019-08-04 18:00 | 43681.75 | 1965.6
2019-08-04 19:00 | 43681.7917 | 1936.8
2019-08-04 20:00 | 43681.8333 | 1000.8
2019-08-04 21:00 | 43681.875 | 0
2019-08-04 22:00 | 43681.9167 | 0
2019-08-04 23:00 | 43681.9583 | 0
2019-08-05 | 43682 | 0
2019-08-05 01:00 | 43682.0417 | 0
2019-08-05 02:00 | 43682.0833 | 0
2019-08-05 03:00 | 43682.125 | 0
2019-08-05 04:00 | 43682.1667 | 0
2019-08-05 05:00 | 43682.2083 | 0
2019-08-05 06:00 | 43682.25 | 0
2019-08-05 07:00 | 43682.2917 | 0
2019-08-05 08:00 | 43682.3333 | 396
2019-08-05 09:00 | 43682.375 | 399.6
2019-08-05 10:00 | 43682.4167 | 439.2
2019-08-05 11:00 | 43682.4583 | 464.4
2019-08-05 12:00 | 43682.5 | 658.8
2019-08-05 13:00 | 43682.5417 | 568.8
2019-08-05 14:00 | 43682.5833 | 500.4
2019-08-05 15:00 | 43682.625 | 496.8
2019-08-05 16:00 | 43682.6667 | 496.8
2019-08-05 17:00 | 43682.7083 | 471.6
2019-08-05 18:00 | 43682.75 | 435.6
2019-08-05 19:00 | 43682.7917 | 302.4
2019-08-05 20:00 | 43682.8333 | 133.2
2019-08-05 21:00 | 43682.875 | 0
2019-08-05 22:00 | 43682.9167 | 0
2019-08-05 23:00 | 43682.9583 | 0
2019-08-06 | 43683 | 0
2019-08-06 01:00 | 43683.0417 | 0
2019-08-06 02:00 | 43683.0833 | 0
2019-08-06 03:00 | 43683.125 | 0
2019-08-06 04:00 | 43683.1667 | 0
2019-08-06 05:00 | 43683.2083 | 0
2019-08-06 06:00 | 43683.25 | 0
2019-08-06 07:00 | 43683.2917 | 0
2019-08-06 08:00 | 43683.3333 | 0
2019-08-06 09:00 | 43683.375 | 0
2019-08-06 10:00 | 43683.4167 | 28.8
2019-08-06 11:00 | 43683.4583 | 43.2
2019-08-06 12:00 | 43683.5 | 39.6
2019-08-06 13:00 | 43683.5417 | 64.8
2019-08-06 14:00 | 43683.5833 | 64.8
2019-08-06 15:00 | 43683.625 | 61.2
2019-08-06 16:00 | 43683.6667 | 54
2019-08-06 17:00 | 43683.7083 | 39.6
2019-08-06 18:00 | 43683.75 | 32.4
2019-08-06 19:00 | 43683.7917 | 0
2019-08-06 20:00 | 43683.8333 | 0
2019-08-06 21:00 | 43683.875 | 0
2019-08-06 22:00 | 43683.9167 | 0
2019-08-06 23:00 | 43683.9583 | 0
2019-08-07 | 43684 | 0
2019-08-07 01:00 | 43684.0417 | 0
2019-08-07 02:00 | 43684.0833 | 0
2019-08-07 03:00 | 43684.125 | 0
2019-08-07 04:00 | 43684.1667 | 0
2019-08-07 05:00 | 43684.2083 | 0
2019-08-07 06:00 | 43684.25 | 0
2019-08-07 07:00 | 43684.2917 | 0
2019-08-07 08:00 | 43684.3333 | 673.2
2019-08-07 09:00 | 43684.375 | 986.4
2019-08-07 10:00 | 43684.4167 | 676.8
2019-08-07 11:00 | 43684.4583 | 43.2
2019-08-07 12:00 | 43684.5 | 36
2019-08-07 13:00 | 43684.5417 | 10.8
2019-08-07 14:00 | 43684.5833 | 14.4
2019-08-07 15:00 | 43684.625 | 75.6
2019-08-07 16:00 | 43684.6667 | 1036.8
2019-08-07 17:00 | 43684.7083 | 1962
2019-08-07 18:00 | 43684.75 | 2091.6
2019-08-07 19:00 | 43684.7917 | 1317.6
2019-08-07 20:00 | 43684.8333 | 1180.8
2019-08-07 21:00 | 43684.875 | 0
2019-08-07 22:00 | 43684.9167 | 0
2019-08-07 23:00 | 43684.9583 | 0
2019-08-08 | 43685 | 0
2019-08-08 01:00 | 43685.0417 | 0
2019-08-08 02:00 | 43685.0833 | 0
2019-08-08 03:00 | 43685.125 | 0
2019-08-08 04:00 | 43685.1667 | 0
2019-08-08 05:00 | 43685.2083 | 0
2019-08-08 06:00 | 43685.25 | 0
2019-08-08 07:00 | 43685.2917 | 0
2019-08-08 08:00 | 43685.3333 | 532.8
2019-08-08 09:00 | 43685.375 | 489.6
2019-08-08 10:00 | 43685.4167 | 1087.2
2019-08-08 11:00 | 43685.4583 | 1036.8
2019-08-08 12:00 | 43685.5 | 835.2
2019-08-08 13:00 | 43685.5417 | 918
2019-08-08 14:00 | 43685.5833 | 1058.4
2019-08-08 15:00 | 43685.625 | 1094.4
2019-08-08 16:00 | 43685.6667 | 1296
2019-08-08 17:00 | 43685.7083 | 1256.4
2019-08-08 18:00 | 43685.75 | 1213.2
2019-08-08 19:00 | 43685.7917 | 640.8
2019-08-08 20:00 | 43685.8333 | 410.4
2019-08-08 21:00 | 43685.875 | 0
2019-08-08 22:00 | 43685.9167 | 0
2019-08-08 23:00 | 43685.9583 | 0
2019-08-09 | 43686 | 0
2019-08-09 01:00 | 43686.0417 | 0
2019-08-09 02:00 | 43686.0833 | 0
2019-08-09 03:00 | 43686.125 | 0
2019-08-09 04:00 | 43686.1667 | 0
2019-08-09 05:00 | 43686.2083 | 0
2019-08-09 06:00 | 43686.25 | 0
2019-08-09 07:00 | 43686.2917 | 0
2019-08-09 08:00 | 43686.3333 | 892.8
2019-08-09 09:00 | 43686.375 | 1652.4
2019-08-09 10:00 | 43686.4167 | 1666.8
2019-08-09 11:00 | 43686.4583 | 1756.8
2019-08-09 12:00 | 43686.5 | 1944
2019-08-09 13:00 | 43686.5417 | 1807.2
2019-08-09 14:00 | 43686.5833 | 1720.8
2019-08-09 15:00 | 43686.625 | 1796.4
2019-08-09 16:00 | 43686.6667 | 1792.8
2019-08-09 17:00 | 43686.7083 | 1468.8
2019-08-09 18:00 | 43686.75 | 1454.4
2019-08-09 19:00 | 43686.7917 | 1054.8
2019-08-09 20:00 | 43686.8333 | 626.4
2019-08-09 21:00 | 43686.875 | 0
2019-08-09 22:00 | 43686.9167 | 0
2019-08-09 23:00 | 43686.9583 | 0
2019-08-10 | 43687 | 0
2019-08-10 01:00 | 43687.0417 | 0
2019-08-10 02:00 | 43687.0833 | 0
2019-08-10 03:00 | 43687.125 | 0
2019-08-10 04:00 | 43687.1667 | 0
2019-08-10 05:00 | 43687.2083 | 0
2019-08-10 06:00 | 43687.25 | 0
2019-08-10 07:00 | 43687.2917 | 0
2019-08-10 08:00 | 43687.3333 | 1094.4
2019-08-10 09:00 | 43687.375 | 2491.2
2019-08-10 10:00 | 43687.4167 | 2977.2
2019-08-10 11:00 | 43687.4583 | 2620.8
2019-08-10 12:00 | 43687.5 | 640.8
2019-08-10 13:00 | 43687.5417 | 644.4
2019-08-10 14:00 | 43687.5833 | 540
2019-08-10 15:00 | 43687.625 | 518.4
2019-08-10 16:00 | 43687.6667 | 662.4
2019-08-10 17:00 | 43687.7083 | 489.6
2019-08-10 18:00 | 43687.75 | 280.8
2019-08-10 19:00 | 43687.7917 | 313.2
2019-08-10 20:00 | 43687.8333 | 410.4
2019-08-10 21:00 | 43687.875 | 0
2019-08-10 22:00 | 43687.9167 | 0
2019-08-10 23:00 | 43687.9583 | 0
2019-08-11 | 43688 | 0
2019-08-11 01:00 | 43688.0417 | 0
2019-08-11 02:00 | 43688.0833 | 0
2019-08-11 03:00 | 43688.125 | 0
2019-08-11 04:00 | 43688.1667 | 0
2019-08-11 05:00 | 43688.2083 | 0
2019-08-11 06:00 | 43688.25 | 0
2019-08-11 07:00 | 43688.2917 | 0
2019-08-11 08:00 | 43688.3333 | 57.6
2019-08-11 09:00 | 43688.375 | 111.6
2019-08-11 10:00 | 43688.4167 | 129.6
2019-08-11 11:00 | 43688.4583 | 122.4
2019-08-11 12:00 | 43688.5 | 288
2019-08-11 13:00 | 43688.5417 | 244.8
2019-08-11 14:00 | 43688.5833 | 284.4
2019-08-11 15:00 | 43688.625 | 313.2
2019-08-11 16:00 | 43688.6667 | 486
2019-08-11 17:00 | 43688.7083 | 266.4
2019-08-11 18:00 | 43688.75 | 309.6
2019-08-11 19:00 | 43688.7917 | 291.6
2019-08-11 20:00 | 43688.8333 | 147.6
2019-08-11 21:00 | 43688.875 | 0
2019-08-11 22:00 | 43688.9167 | 0
2019-08-11 23:00 | 43688.9583 | 0
2019-08-12 | 43689 | 0
2019-08-12 01:00 | 43689.0417 | 0
2019-08-12 02:00 | 43689.0833 | 0
2019-08-12 03:00 | 43689.125 | 0
2019-08-12 04:00 | 43689.1667 | 0
2019-08-12 05:00 | 43689.2083 | 0
2019-08-12 06:00 | 43689.25 | 0
2019-08-12 07:00 | 43689.2917 | 0
2019-08-12 08:00 | 43689.3333 | 1062
2019-08-12 09:00 | 43689.375 | 2368.8
2019-08-12 10:00 | 43689.4167 | 2876.4
2019-08-12 11:00 | 43689.4583 | 2710.8
2019-08-12 12:00 | 43689.5 | 856.8
2019-08-12 13:00 | 43689.5417 | 568.8
2019-08-12 14:00 | 43689.5833 | 428.4
2019-08-12 15:00 | 43689.625 | 435.6
2019-08-12 16:00 | 43689.6667 | 457.2
2019-08-12 17:00 | 43689.7083 | 435.6
2019-08-12 18:00 | 43689.75 | 381.6
2019-08-12 19:00 | 43689.7917 | 313.2
2019-08-12 20:00 | 43689.8333 | 93.6
2019-08-12 21:00 | 43689.875 | 0
2019-08-12 22:00 | 43689.9167 | 0
2019-08-12 23:00 | 43689.9583 | 0
2019-08-13 | 43690 | 0
2019-08-13 01:00 | 43690.0417 | 0
2019-08-13 02:00 | 43690.0833 | 0
2019-08-13 03:00 | 43690.125 | 0
2019-08-13 04:00 | 43690.1667 | 0
2019-08-13 05:00 | 43690.2083 | 0
2019-08-13 06:00 | 43690.25 | 0
2019-08-13 07:00 | 43690.2917 | 0
2019-08-13 08:00 | 43690.3333 | 18
2019-08-13 09:00 | 43690.375 | 0
2019-08-13 10:00 | 43690.4167 | 72
2019-08-13 11:00 | 43690.4583 | 298.8
2019-08-13 12:00 | 43690.5 | 154.8
2019-08-13 13:00 | 43690.5417 | 280.8
2019-08-13 14:00 | 43690.5833 | 108
2019-08-13 15:00 | 43690.625 | 1033.2
2019-08-13 16:00 | 43690.6667 | 1321.2
2019-08-13 17:00 | 43690.7083 | 1213.2
2019-08-13 18:00 | 43690.75 | 1533.6
2019-08-13 19:00 | 43690.7917 | 1627.2
2019-08-13 20:00 | 43690.8333 | 1422
2019-08-13 21:00 | 43690.875 | 0
2019-08-13 22:00 | 43690.9167 | 0
2019-08-13 23:00 | 43690.9583 | 0
2019-08-14 | 43691 | 0
2019-08-14 01:00 | 43691.0417 | 0
2019-08-14 02:00 | 43691.0833 | 0
2019-08-14 03:00 | 43691.125 | 0
2019-08-14 04:00 | 43691.1667 | 0
2019-08-14 05:00 | 43691.2083 | 0
2019-08-14 06:00 | 43691.25 | 0
2019-08-14 07:00 | 43691.2917 | 0
2019-08-14 08:00 | 43691.3333 | 378
2019-08-14 09:00 | 43691.375 | 428.4
2019-08-14 10:00 | 43691.4167 | 446.4
2019-08-14 11:00 | 43691.4583 | 748.8
2019-08-14 12:00 | 43691.5 | 698.4
2019-08-14 13:00 | 43691.5417 | 565.2
2019-08-14 14:00 | 43691.5833 | 522
2019-08-14 15:00 | 43691.625 | 550.8
2019-08-14 16:00 | 43691.6667 | 547.2
2019-08-14 17:00 | 43691.7083 | 489.6
2019-08-14 18:00 | 43691.75 | 410.4
2019-08-14 19:00 | 43691.7917 | 352.8
2019-08-14 20:00 | 43691.8333 | 154.8
2019-08-14 21:00 | 43691.875 | 0
2019-08-14 22:00 | 43691.9167 | 0
2019-08-14 23:00 | 43691.9583 | 0
2019-08-15 | 43692 | 0
2019-08-15 01:00 | 43692.0417 | 0
2019-08-15 02:00 | 43692.0833 | 0
2019-08-15 03:00 | 43692.125 | 0
2019-08-15 04:00 | 43692.1667 | 0
2019-08-15 05:00 | 43692.2083 | 0
2019-08-15 06:00 | 43692.25 | 0
2019-08-15 07:00 | 43692.2917 | 0
2019-08-15 08:00 | 43692.3333 | 0
2019-08-15 09:00 | 43692.375 | 0
2019-08-15 10:00 | 43692.4167 | 39.6
2019-08-15 11:00 | 43692.4583 | 50.4
2019-08-15 12:00 | 43692.5 | 82.8
2019-08-15 13:00 | 43692.5417 | 79.2
2019-08-15 14:00 | 43692.5833 | 82.8
2019-08-15 15:00 | 43692.625 | 100.8
2019-08-15 16:00 | 43692.6667 | 100.8
2019-08-15 17:00 | 43692.7083 | 72
2019-08-15 18:00 | 43692.75 | 64.8
2019-08-15 19:00 | 43692.7917 | 18
2019-08-15 20:00 | 43692.8333 | 0
2019-08-15 21:00 | 43692.875 | 0
2019-08-15 22:00 | 43692.9167 | 0
2019-08-15 23:00 | 43692.9583 | 0
2019-08-16 | 43693 | 0
2019-08-16 01:00 | 43693.0417 | 0
2019-08-16 02:00 | 43693.0833 | 0
2019-08-16 03:00 | 43693.125 | 0
2019-08-16 04:00 | 43693.1667 | 0
2019-08-16 05:00 | 43693.2083 | 0
2019-08-16 06:00 | 43693.25 | 0
2019-08-16 07:00 | 43693.2917 | 0
2019-08-16 08:00 | 43693.3333 | 43.2
2019-08-16 09:00 | 43693.375 | 64.8
2019-08-16 10:00 | 43693.4167 | 187.2
2019-08-16 11:00 | 43693.4583 | 363.6
2019-08-16 12:00 | 43693.5 | 360
2019-08-16 13:00 | 43693.5417 | 432
2019-08-16 14:00 | 43693.5833 | 291.6
2019-08-16 15:00 | 43693.625 | 291.6
2019-08-16 16:00 | 43693.6667 | 424.8
2019-08-16 17:00 | 43693.7083 | 298.8
2019-08-16 18:00 | 43693.75 | 241.2
2019-08-16 19:00 | 43693.7917 | 86.4
2019-08-16 20:00 | 43693.8333 | 0
2019-08-16 21:00 | 43693.875 | 0
2019-08-16 22:00 | 43693.9167 | 0
2019-08-16 23:00 | 43693.9583 | 0
2019-08-17 | 43694 | 0
2019-08-17 01:00 | 43694.0417 | 0
2019-08-17 02:00 | 43694.0833 | 0
2019-08-17 03:00 | 43694.125 | 0
2019-08-17 04:00 | 43694.1667 | 0
2019-08-17 05:00 | 43694.2083 | 0
2019-08-17 06:00 | 43694.25 | 0
2019-08-17 07:00 | 43694.2917 | 0
2019-08-17 08:00 | 43694.3333 | 0
2019-08-17 09:00 | 43694.375 | 0
2019-08-17 10:00 | 43694.4167 | 0
2019-08-17 11:00 | 43694.4583 | 0
2019-08-17 12:00 | 43694.5 | 144
2019-08-17 13:00 | 43694.5417 | 82.8
2019-08-17 14:00 | 43694.5833 | 136.8
2019-08-17 15:00 | 43694.625 | 720
2019-08-17 16:00 | 43694.6667 | 478.8
2019-08-17 17:00 | 43694.7083 | 1090.8
2019-08-17 18:00 | 43694.75 | 2134.8
2019-08-17 19:00 | 43694.7917 | 2336.4
2019-08-17 20:00 | 43694.8333 | 748.8
2019-08-17 21:00 | 43694.875 | 0
2019-08-17 22:00 | 43694.9167 | 0
2019-08-17 23:00 | 43694.9583 | 0
2019-08-18 | 43695 | 0
2019-08-18 01:00 | 43695.0417 | 0
2019-08-18 02:00 | 43695.0833 | 0
2019-08-18 03:00 | 43695.125 | 0
2019-08-18 04:00 | 43695.1667 | 0
2019-08-18 05:00 | 43695.2083 | 0
2019-08-18 06:00 | 43695.25 | 0
2019-08-18 07:00 | 43695.2917 | 0
2019-08-18 08:00 | 43695.3333 | 1659.6
2019-08-18 09:00 | 43695.375 | 2494.8
2019-08-18 10:00 | 43695.4167 | 2948.4
2019-08-18 11:00 | 43695.4583 | 3114
2019-08-18 12:00 | 43695.5 | 3168
2019-08-18 13:00 | 43695.5417 | 3168
2019-08-18 14:00 | 43695.5833 | 3236.4
2019-08-18 15:00 | 43695.625 | 3243.6
2019-08-18 16:00 | 43695.6667 | 3247.2
2019-08-18 17:00 | 43695.7083 | 3196.8
2019-08-18 18:00 | 43695.75 | 3013.2
2019-08-18 19:00 | 43695.7917 | 2548.8
2019-08-18 20:00 | 43695.8333 | 1688.4
2019-08-18 21:00 | 43695.875 | 0
2019-08-18 22:00 | 43695.9167 | 0
2019-08-18 23:00 | 43695.9583 | 0
2019-08-19 | 43696 | 0
2019-08-19 01:00 | 43696.0417 | 0
2019-08-19 02:00 | 43696.0833 | 0
2019-08-19 03:00 | 43696.125 | 0
2019-08-19 04:00 | 43696.1667 | 0
2019-08-19 05:00 | 43696.2083 | 0
2019-08-19 06:00 | 43696.25 | 0
2019-08-19 07:00 | 43696.2917 | 0
2019-08-19 08:00 | 43696.3333 | 0
2019-08-19 09:00 | 43696.375 | 64.8
2019-08-19 10:00 | 43696.4167 | 115.2
2019-08-19 11:00 | 43696.4583 | 129.6
2019-08-19 12:00 | 43696.5 | 100.8
2019-08-19 13:00 | 43696.5417 | 108
2019-08-19 14:00 | 43696.5833 | 100.8
2019-08-19 15:00 | 43696.625 | 97.2
2019-08-19 16:00 | 43696.6667 | 86.4
2019-08-19 17:00 | 43696.7083 | 82.8
2019-08-19 18:00 | 43696.75 | 75.6
2019-08-19 19:00 | 43696.7917 | 18
2019-08-19 20:00 | 43696.8333 | 0
2019-08-19 21:00 | 43696.875 | 0
2019-08-19 22:00 | 43696.9167 | 0
2019-08-19 23:00 | 43696.9583 | 0
2019-08-20 | 43697 | 0
2019-08-20 01:00 | 43697.0417 | 0
2019-08-20 02:00 | 43697.0833 | 0
2019-08-20 03:00 | 43697.125 | 0
2019-08-20 04:00 | 43697.1667 | 0
2019-08-20 05:00 | 43697.2083 | 0
2019-08-20 06:00 | 43697.25 | 0
2019-08-20 07:00 | 43697.2917 | 0
2019-08-20 08:00 | 43697.3333 | 1677.6
2019-08-20 09:00 | 43697.375 | 2588.4
2019-08-20 10:00 | 43697.4167 | 3067.2
2019-08-20 11:00 | 43697.4583 | 2714.4
2019-08-20 12:00 | 43697.5 | 543.6
2019-08-20 13:00 | 43697.5417 | 752.4
2019-08-20 14:00 | 43697.5833 | 608.4
2019-08-20 15:00 | 43697.625 | 468
2019-08-20 16:00 | 43697.6667 | 1000.8
2019-08-20 17:00 | 43697.7083 | 554.4
2019-08-20 18:00 | 43697.75 | 1202.4
2019-08-20 19:00 | 43697.7917 | 896.4
2019-08-20 20:00 | 43697.8333 | 860.4
2019-08-20 21:00 | 43697.875 | 0
2019-08-20 22:00 | 43697.9167 | 0
2019-08-20 23:00 | 43697.9583 | 0
2019-08-21 | 43698 | 0
2019-08-21 01:00 | 43698.0417 | 0
2019-08-21 02:00 | 43698.0833 | 0
2019-08-21 03:00 | 43698.125 | 0
2019-08-21 04:00 | 43698.1667 | 0
2019-08-21 05:00 | 43698.2083 | 0
2019-08-21 06:00 | 43698.25 | 0
2019-08-21 07:00 | 43698.2917 | 0
2019-08-21 08:00 | 43698.3333 | 0
2019-08-21 09:00 | 43698.375 | 1418.4
2019-08-21 10:00 | 43698.4167 | 2430
2019-08-21 11:00 | 43698.4583 | 280.8
2019-08-21 12:00 | 43698.5 | 1771.2
2019-08-21 13:00 | 43698.5417 | 309.6
2019-08-21 14:00 | 43698.5833 | 39.6
2019-08-21 15:00 | 43698.625 | 0
2019-08-21 16:00 | 43698.6667 | 550.8
2019-08-21 17:00 | 43698.7083 | 0
2019-08-21 18:00 | 43698.75 | 3.6
2019-08-21 19:00 | 43698.7917 | 0
2019-08-21 20:00 | 43698.8333 | 57.6
2019-08-21 21:00 | 43698.875 | 0
2019-08-21 22:00 | 43698.9167 | 0
2019-08-21 23:00 | 43698.9583 | 0
2019-08-22 | 43699 | 0
2019-08-22 01:00 | 43699.0417 | 0
2019-08-22 02:00 | 43699.0833 | 0
2019-08-22 03:00 | 43699.125 | 0
2019-08-22 04:00 | 43699.1667 | 0
2019-08-22 05:00 | 43699.2083 | 0
2019-08-22 06:00 | 43699.25 | 0
2019-08-22 07:00 | 43699.2917 | 0
2019-08-22 08:00 | 43699.3333 | 0
2019-08-22 09:00 | 43699.375 | 25.2
2019-08-22 10:00 | 43699.4167 | 68.4
2019-08-22 11:00 | 43699.4583 | 126
2019-08-22 12:00 | 43699.5 | 151.2
2019-08-22 13:00 | 43699.5417 | 126
2019-08-22 14:00 | 43699.5833 | 90
2019-08-22 15:00 | 43699.625 | 64.8
2019-08-22 16:00 | 43699.6667 | 54
2019-08-22 17:00 | 43699.7083 | 97.2
2019-08-22 18:00 | 43699.75 | 79.2
2019-08-22 19:00 | 43699.7917 | 90
2019-08-22 20:00 | 43699.8333 | 18
2019-08-22 21:00 | 43699.875 | 0
2019-08-22 22:00 | 43699.9167 | 0
2019-08-22 23:00 | 43699.9583 | 0
2019-08-23 | 43700 | 0
2019-08-23 01:00 | 43700.0417 | 0
2019-08-23 02:00 | 43700.0833 | 0
2019-08-23 03:00 | 43700.125 | 0
2019-08-23 04:00 | 43700.1667 | 0
2019-08-23 05:00 | 43700.2083 | 0
2019-08-23 06:00 | 43700.25 | 0
2019-08-23 07:00 | 43700.2917 | 0
2019-08-23 08:00 | 43700.3333 | 0
2019-08-23 09:00 | 43700.375 | 0
2019-08-23 10:00 | 43700.4167 | 0
2019-08-23 11:00 | 43700.4583 | 0
2019-08-23 12:00 | 43700.5 | 25.2
2019-08-23 13:00 | 43700.5417 | 3.6
2019-08-23 14:00 | 43700.5833 | 18
2019-08-23 15:00 | 43700.625 | 298.8
2019-08-23 16:00 | 43700.6667 | 1670.4
2019-08-23 17:00 | 43700.7083 | 1126.8
2019-08-23 18:00 | 43700.75 | 568.8
2019-08-23 19:00 | 43700.7917 | 615.6
2019-08-23 20:00 | 43700.8333 | 903.6
2019-08-23 21:00 | 43700.875 | 0
2019-08-23 22:00 | 43700.9167 | 0
2019-08-23 23:00 | 43700.9583 | 0
2019-08-24 | 43701 | 0
2019-08-24 01:00 | 43701.0417 | 0
2019-08-24 02:00 | 43701.0833 | 0
2019-08-24 03:00 | 43701.125 | 0
2019-08-24 04:00 | 43701.1667 | 0
2019-08-24 05:00 | 43701.2083 | 0
2019-08-24 06:00 | 43701.25 | 0
2019-08-24 07:00 | 43701.2917 | 0
2019-08-24 08:00 | 43701.3333 | 216
2019-08-24 09:00 | 43701.375 | 277.2
2019-08-24 10:00 | 43701.4167 | 482.4
2019-08-24 11:00 | 43701.4583 | 565.2
2019-08-24 12:00 | 43701.5 | 511.2
2019-08-24 13:00 | 43701.5417 | 540
2019-08-24 14:00 | 43701.5833 | 460.8
2019-08-24 15:00 | 43701.625 | 496.8
2019-08-24 16:00 | 43701.6667 | 406.8
2019-08-24 17:00 | 43701.7083 | 446.4
2019-08-24 18:00 | 43701.75 | 392.4
2019-08-24 19:00 | 43701.7917 | 464.4
2019-08-24 20:00 | 43701.8333 | 273.6
2019-08-24 21:00 | 43701.875 | 0
2019-08-24 22:00 | 43701.9167 | 0
2019-08-24 23:00 | 43701.9583 | 0
2019-08-25 | 43702 | 0
2019-08-25 01:00 | 43702.0417 | 0
2019-08-25 02:00 | 43702.0833 | 0
2019-08-25 03:00 | 43702.125 | 0
2019-08-25 04:00 | 43702.1667 | 0
2019-08-25 05:00 | 43702.2083 | 0
2019-08-25 06:00 | 43702.25 | 0
2019-08-25 07:00 | 43702.2917 | 0
2019-08-25 08:00 | 43702.3333 | 0
2019-08-25 09:00 | 43702.375 | 0
2019-08-25 10:00 | 43702.4167 | 7.2
2019-08-25 11:00 | 43702.4583 | 21.6
2019-08-25 12:00 | 43702.5 | 522
2019-08-25 13:00 | 43702.5417 | 813.6
2019-08-25 14:00 | 43702.5833 | 1782
2019-08-25 15:00 | 43702.625 | 1933.2
2019-08-25 16:00 | 43702.6667 | 2847.6
2019-08-25 17:00 | 43702.7083 | 3222
2019-08-25 18:00 | 43702.75 | 2883.6
2019-08-25 19:00 | 43702.7917 | 2433.6
2019-08-25 20:00 | 43702.8333 | 1443.6
2019-08-25 21:00 | 43702.875 | 0
2019-08-25 22:00 | 43702.9167 | 0
2019-08-25 23:00 | 43702.9583 | 0
2019-08-26 | 43703 | 0
2019-08-26 01:00 | 43703.0417 | 0
2019-08-26 02:00 | 43703.0833 | 0
2019-08-26 03:00 | 43703.125 | 0
2019-08-26 04:00 | 43703.1667 | 0
2019-08-26 05:00 | 43703.2083 | 0
2019-08-26 06:00 | 43703.25 | 0
2019-08-26 07:00 | 43703.2917 | 0
2019-08-26 08:00 | 43703.3333 | 619.2
2019-08-26 09:00 | 43703.375 | 655.2
2019-08-26 10:00 | 43703.4167 | 1076.4
2019-08-26 11:00 | 43703.4583 | 1126.8
2019-08-26 12:00 | 43703.5 | 1036.8
2019-08-26 13:00 | 43703.5417 | 1216.8
2019-08-26 14:00 | 43703.5833 | 1281.6
2019-08-26 15:00 | 43703.625 | 1368
2019-08-26 16:00 | 43703.6667 | 1227.6
2019-08-26 17:00 | 43703.7083 | 1231.2
2019-08-26 18:00 | 43703.75 | 1173.6
2019-08-26 19:00 | 43703.7917 | 1170
2019-08-26 20:00 | 43703.8333 | 766.8
2019-08-26 21:00 | 43703.875 | 0
2019-08-26 22:00 | 43703.9167 | 0
2019-08-26 23:00 | 43703.9583 | 0
2019-08-27 | 43704 | 0
2019-08-27 01:00 | 43704.0417 | 0
2019-08-27 02:00 | 43704.0833 | 0
2019-08-27 03:00 | 43704.125 | 0
2019-08-27 04:00 | 43704.1667 | 0
2019-08-27 05:00 | 43704.2083 | 0
2019-08-27 06:00 | 43704.25 | 0
2019-08-27 07:00 | 43704.2917 | 0
2019-08-27 08:00 | 43704.3333 | 0
2019-08-27 09:00 | 43704.375 | 28.8
2019-08-27 10:00 | 43704.4167 | 97.2
2019-08-27 11:00 | 43704.4583 | 280.8
2019-08-27 12:00 | 43704.5 | 644.4
2019-08-27 13:00 | 43704.5417 | 1386
2019-08-27 14:00 | 43704.5833 | 1263.6
2019-08-27 15:00 | 43704.625 | 126
2019-08-27 16:00 | 43704.6667 | 158.4
2019-08-27 17:00 | 43704.7083 | 28.8
2019-08-27 18:00 | 43704.75 | 1720.8
2019-08-27 19:00 | 43704.7917 | 2408.4
2019-08-27 20:00 | 43704.8333 | 1404
2019-08-27 21:00 | 43704.875 | 0
2019-08-27 22:00 | 43704.9167 | 0
2019-08-27 23:00 | 43704.9583 | 0
2019-08-28 | 43705 | 0
2019-08-28 01:00 | 43705.0417 | 0
2019-08-28 02:00 | 43705.0833 | 0
2019-08-28 03:00 | 43705.125 | 0
2019-08-28 04:00 | 43705.1667 | 0
2019-08-28 05:00 | 43705.2083 | 0
2019-08-28 06:00 | 43705.25 | 0
2019-08-28 07:00 | 43705.2917 | 0
2019-08-28 08:00 | 43705.3333 | 0
2019-08-28 09:00 | 43705.375 | 0
2019-08-28 10:00 | 43705.4167 | 273.6
2019-08-28 11:00 | 43705.4583 | 79.2
2019-08-28 12:00 | 43705.5 | 288
2019-08-28 13:00 | 43705.5417 | 475.2
2019-08-28 14:00 | 43705.5833 | 54
2019-08-28 15:00 | 43705.625 | 43.2
2019-08-28 16:00 | 43705.6667 | 10.8
2019-08-28 17:00 | 43705.7083 | 18
2019-08-28 18:00 | 43705.75 | 50.4
2019-08-28 19:00 | 43705.7917 | 0
2019-08-28 20:00 | 43705.8333 | 0
2019-08-28 21:00 | 43705.875 | 0
2019-08-28 22:00 | 43705.9167 | 0
2019-08-28 23:00 | 43705.9583 | 0
2019-08-29 | 43706 | 0
2019-08-29 01:00 | 43706.0417 | 0
2019-08-29 02:00 | 43706.0833 | 0
2019-08-29 03:00 | 43706.125 | 0
2019-08-29 04:00 | 43706.1667 | 0
2019-08-29 05:00 | 43706.2083 | 0
2019-08-29 06:00 | 43706.25 | 0
2019-08-29 07:00 | 43706.2917 | 0
2019-08-29 08:00 | 43706.3333 | 1375.2
2019-08-29 09:00 | 43706.375 | 2264.4
2019-08-29 10:00 | 43706.4167 | 2743.2
2019-08-29 11:00 | 43706.4583 | 2923.2
2019-08-29 12:00 | 43706.5 | 3081.6
2019-08-29 13:00 | 43706.5417 | 3117.6
2019-08-29 14:00 | 43706.5833 | 3088.8
2019-08-29 15:00 | 43706.625 | 3060
2019-08-29 16:00 | 43706.6667 | 2959.2
2019-08-29 17:00 | 43706.7083 | 2782.8
2019-08-29 18:00 | 43706.75 | 2433.6
2019-08-29 19:00 | 43706.7917 | 1796.4
2019-08-29 20:00 | 43706.8333 | 828
2019-08-29 21:00 | 43706.875 | 0
2019-08-29 22:00 | 43706.9167 | 0
2019-08-29 23:00 | 43706.9583 | 0
2019-08-30 | 43707 | 0
2019-08-30 01:00 | 43707.0417 | 0
2019-08-30 02:00 | 43707.0833 | 0
2019-08-30 03:00 | 43707.125 | 0
2019-08-30 04:00 | 43707.1667 | 0
2019-08-30 05:00 | 43707.2083 | 0
2019-08-30 06:00 | 43707.25 | 0
2019-08-30 07:00 | 43707.2917 | 0
2019-08-30 08:00 | 43707.3333 | 1173.6
2019-08-30 09:00 | 43707.375 | 1854
2019-08-30 10:00 | 43707.4167 | 2365.2
2019-08-30 11:00 | 43707.4583 | 2714.4
2019-08-30 12:00 | 43707.5 | 2797.2
2019-08-30 13:00 | 43707.5417 | 2923.2
2019-08-30 14:00 | 43707.5833 | 2973.6
2019-08-30 15:00 | 43707.625 | 2934
2019-08-30 16:00 | 43707.6667 | 2984.4
2019-08-30 17:00 | 43707.7083 | 2894.4
2019-08-30 18:00 | 43707.75 | 2797.2
2019-08-30 19:00 | 43707.7917 | 1699.2
2019-08-30 20:00 | 43707.8333 | 0
2019-08-30 21:00 | 43707.875 | 0
2019-08-30 22:00 | 43707.9167 | 0
2019-08-30 23:00 | 43707.9583 | 0
2019-08-31 | 43708 | 0
2019-08-31 01:00 | 43708.0417 | 0
2019-08-31 02:00 | 43708.0833 | 0
2019-08-31 03:00 | 43708.125 | 0
2019-08-31 04:00 | 43708.1667 | 0
2019-08-31 05:00 | 43708.2083 | 0
2019-08-31 06:00 | 43708.25 | 0
2019-08-31 07:00 | 43708.2917 | 0
2019-08-31 08:00 | 43708.3333 | 0
2019-08-31 09:00 | 43708.375 | 0
2019-08-31 10:00 | 43708.4167 | 0
2019-08-31 11:00 | 43708.4583 | 21.6
2019-08-31 12:00 | 43708.5 | 28.8
2019-08-31 13:00 | 43708.5417 | 36
2019-08-31 14:00 | 43708.5833 | 46.8
2019-08-31 15:00 | 43708.625 | 54
2019-08-31 16:00 | 43708.6667 | 36
2019-08-31 17:00 | 43708.7083 | 25.2
2019-08-31 18:00 | 43708.75 | 0
2019-08-31 19:00 | 43708.7917 | 0
2019-08-31 20:00 | 43708.8333 | 0
2019-08-31 21:00 | 43708.875 | 0
2019-08-31 22:00 | 43708.9167 | 0
2019-08-31 23:00 | 43708.9583 | 0
2019-09-01 | 43709 | 0
2019-09-01 01:00 | 43709.0417 | 0
2019-09-01 02:00 | 43709.0833 | 0
2019-09-01 03:00 | 43709.125 | 0
2019-09-01 04:00 | 43709.1667 | 0
2019-09-01 05:00 | 43709.2083 | 0
2019-09-01 06:00 | 43709.25 | 0
2019-09-01 07:00 | 43709.2917 | 0
2019-09-01 08:00 | 43709.3333 | 878.4
2019-09-01 09:00 | 43709.375 | 1983.6
2019-09-01 10:00 | 43709.4167 | 727.2
2019-09-01 11:00 | 43709.4583 | 133.2
2019-09-01 12:00 | 43709.5 | 32.4
2019-09-01 13:00 | 43709.5417 | 97.2
2019-09-01 14:00 | 43709.5833 | 61.2
2019-09-01 15:00 | 43709.625 | 54
2019-09-01 16:00 | 43709.6667 | 7.2
2019-09-01 17:00 | 43709.7083 | 0
2019-09-01 18:00 | 43709.75 | 0
2019-09-01 19:00 | 43709.7917 | 0
2019-09-01 20:00 | 43709.8333 | 0
2019-09-01 21:00 | 43709.875 | 0
2019-09-01 22:00 | 43709.9167 | 0
2019-09-01 23:00 | 43709.9583 | 0
2019-09-02 | 43710 | 0
2019-09-02 01:00 | 43710.0417 | 0
2019-09-02 02:00 | 43710.0833 | 0
2019-09-02 03:00 | 43710.125 | 0
2019-09-02 04:00 | 43710.1667 | 0
2019-09-02 05:00 | 43710.2083 | 0
2019-09-02 06:00 | 43710.25 | 0
2019-09-02 07:00 | 43710.2917 | 0
2019-09-02 08:00 | 43710.3333 | 1296
2019-09-02 09:00 | 43710.375 | 2340
2019-09-02 10:00 | 43710.4167 | 2890.8
2019-09-02 11:00 | 43710.4583 | 3117.6
2019-09-02 12:00 | 43710.5 | 3236.4
2019-09-02 13:00 | 43710.5417 | 3254.4
2019-09-02 14:00 | 43710.5833 | 3240
2019-09-02 15:00 | 43710.625 | 3222
2019-09-02 16:00 | 43710.6667 | 3153.6
2019-09-02 17:00 | 43710.7083 | 3081.6
2019-09-02 18:00 | 43710.75 | 2782.8
2019-09-02 19:00 | 43710.7917 | 1472.4
2019-09-02 20:00 | 43710.8333 | 0
2019-09-02 21:00 | 43710.875 | 0
2019-09-02 22:00 | 43710.9167 | 0
2019-09-02 23:00 | 43710.9583 | 0
2019-09-03 | 43711 | 0
2019-09-03 01:00 | 43711.0417 | 0
2019-09-03 02:00 | 43711.0833 | 0
2019-09-03 03:00 | 43711.125 | 0
2019-09-03 04:00 | 43711.1667 | 0
2019-09-03 05:00 | 43711.2083 | 0
2019-09-03 06:00 | 43711.25 | 0
2019-09-03 07:00 | 43711.2917 | 0
2019-09-03 08:00 | 43711.3333 | 1263.6
2019-09-03 09:00 | 43711.375 | 2307.6
2019-09-03 10:00 | 43711.4167 | 2869.2
2019-09-03 11:00 | 43711.4583 | 3096
2019-09-03 12:00 | 43711.5 | 3204
2019-09-03 13:00 | 43711.5417 | 3240
2019-09-03 14:00 | 43711.5833 | 3286.8
2019-09-03 15:00 | 43711.625 | 3286.8
2019-09-03 16:00 | 43711.6667 | 3258
2019-09-03 17:00 | 43711.7083 | 3160.8
2019-09-03 18:00 | 43711.75 | 2876.4
2019-09-03 19:00 | 43711.7917 | 1508.4
2019-09-03 20:00 | 43711.8333 | 0
2019-09-03 21:00 | 43711.875 | 0
2019-09-03 22:00 | 43711.9167 | 0
2019-09-03 23:00 | 43711.9583 | 0
2019-09-04 | 43712 | 0
2019-09-04 01:00 | 43712.0417 | 0
2019-09-04 02:00 | 43712.0833 | 0
2019-09-04 03:00 | 43712.125 | 0
2019-09-04 04:00 | 43712.1667 | 0
2019-09-04 05:00 | 43712.2083 | 0
2019-09-04 06:00 | 43712.25 | 0
2019-09-04 07:00 | 43712.2917 | 0
2019-09-04 08:00 | 43712.3333 | 0
2019-09-04 09:00 | 43712.375 | 28.8
2019-09-04 10:00 | 43712.4167 | 205.2
2019-09-04 11:00 | 43712.4583 | 147.6
2019-09-04 12:00 | 43712.5 | 100.8
2019-09-04 13:00 | 43712.5417 | 136.8
2019-09-04 14:00 | 43712.5833 | 122.4
2019-09-04 15:00 | 43712.625 | 82.8
2019-09-04 16:00 | 43712.6667 | 90
2019-09-04 17:00 | 43712.7083 | 57.6
2019-09-04 18:00 | 43712.75 | 21.6
2019-09-04 19:00 | 43712.7917 | 0
2019-09-04 20:00 | 43712.8333 | 0
2019-09-04 21:00 | 43712.875 | 0
2019-09-04 22:00 | 43712.9167 | 0
2019-09-04 23:00 | 43712.9583 | 0
2019-09-05 | 43713 | 0
2019-09-05 01:00 | 43713.0417 | 0
2019-09-05 02:00 | 43713.0833 | 0
2019-09-05 03:00 | 43713.125 | 0
2019-09-05 04:00 | 43713.1667 | 0
2019-09-05 05:00 | 43713.2083 | 0
2019-09-05 06:00 | 43713.25 | 0
2019-09-05 07:00 | 43713.2917 | 0
2019-09-05 08:00 | 43713.3333 | 100.8
2019-09-05 09:00 | 43713.375 | 194.4
2019-09-05 10:00 | 43713.4167 | 93.6
2019-09-05 11:00 | 43713.4583 | 356.4
2019-09-05 12:00 | 43713.5 | 367.2
2019-09-05 13:00 | 43713.5417 | 442.8
2019-09-05 14:00 | 43713.5833 | 489.6
2019-09-05 15:00 | 43713.625 | 579.6
2019-09-05 16:00 | 43713.6667 | 280.8
2019-09-05 17:00 | 43713.7083 | 64.8
2019-09-05 18:00 | 43713.75 | 43.2
2019-09-05 19:00 | 43713.7917 | 0
2019-09-05 20:00 | 43713.8333 | 0
2019-09-05 21:00 | 43713.875 | 0
2019-09-05 22:00 | 43713.9167 | 0
2019-09-05 23:00 | 43713.9583 | 0
2019-09-06 | 43714 | 0
2019-09-06 01:00 | 43714.0417 | 0
2019-09-06 02:00 | 43714.0833 | 0
2019-09-06 03:00 | 43714.125 | 0
2019-09-06 04:00 | 43714.1667 | 0
2019-09-06 05:00 | 43714.2083 | 0
2019-09-06 06:00 | 43714.25 | 0
2019-09-06 07:00 | 43714.2917 | 0
2019-09-06 08:00 | 43714.3333 | 903.6
2019-09-06 09:00 | 43714.375 | 1652.4
2019-09-06 10:00 | 43714.4167 | 1764
2019-09-06 11:00 | 43714.4583 | 1548
2019-09-06 12:00 | 43714.5 | 1918.8
2019-09-06 13:00 | 43714.5417 | 2221.2
2019-09-06 14:00 | 43714.5833 | 1854
2019-09-06 15:00 | 43714.625 | 2134.8
2019-09-06 16:00 | 43714.6667 | 1479.6
2019-09-06 17:00 | 43714.7083 | 1350
2019-09-06 18:00 | 43714.75 | 1818
2019-09-06 19:00 | 43714.7917 | 813.6
2019-09-06 20:00 | 43714.8333 | 0
2019-09-06 21:00 | 43714.875 | 0
2019-09-06 22:00 | 43714.9167 | 0
2019-09-06 23:00 | 43714.9583 | 0
2019-09-07 | 43715 | 0
2019-09-07 01:00 | 43715.0417 | 0
2019-09-07 02:00 | 43715.0833 | 0
2019-09-07 03:00 | 43715.125 | 0
2019-09-07 04:00 | 43715.1667 | 0
2019-09-07 05:00 | 43715.2083 | 0
2019-09-07 06:00 | 43715.25 | 0
2019-09-07 07:00 | 43715.2917 | 0
2019-09-07 08:00 | 43715.3333 | 0
2019-09-07 09:00 | 43715.375 | 0
2019-09-07 10:00 | 43715.4167 | 10.8
2019-09-07 11:00 | 43715.4583 | 0
2019-09-07 12:00 | 43715.5 | 241.2
2019-09-07 13:00 | 43715.5417 | 50.4
2019-09-07 14:00 | 43715.5833 | 28.8
2019-09-07 15:00 | 43715.625 | 1875.6
2019-09-07 16:00 | 43715.6667 | 2977.2
2019-09-07 17:00 | 43715.7083 | 1990.8
2019-09-07 18:00 | 43715.75 | 2426.4
2019-09-07 19:00 | 43715.7917 | 795.6
2019-09-07 20:00 | 43715.8333 | 0
2019-09-07 21:00 | 43715.875 | 0
2019-09-07 22:00 | 43715.9167 | 0
2019-09-07 23:00 | 43715.9583 | 0
2019-09-08 | 43716 | 0
2019-09-08 01:00 | 43716.0417 | 0
2019-09-08 02:00 | 43716.0833 | 0
2019-09-08 03:00 | 43716.125 | 0
2019-09-08 04:00 | 43716.1667 | 0
2019-09-08 05:00 | 43716.2083 | 0
2019-09-08 06:00 | 43716.25 | 0
2019-09-08 07:00 | 43716.2917 | 0
2019-09-08 08:00 | 43716.3333 | 205.2
2019-09-08 09:00 | 43716.375 | 360
2019-09-08 10:00 | 43716.4167 | 349.2
2019-09-08 11:00 | 43716.4583 | 813.6
2019-09-08 12:00 | 43716.5 | 615.6
2019-09-08 13:00 | 43716.5417 | 572.4
2019-09-08 14:00 | 43716.5833 | 957.6
2019-09-08 15:00 | 43716.625 | 597.6
2019-09-08 16:00 | 43716.6667 | 619.2
2019-09-08 17:00 | 43716.7083 | 565.2
2019-09-08 18:00 | 43716.75 | 518.4
2019-09-08 19:00 | 43716.7917 | 363.6
2019-09-08 20:00 | 43716.8333 | 0
2019-09-08 21:00 | 43716.875 | 0
2019-09-08 22:00 | 43716.9167 | 0
2019-09-08 23:00 | 43716.9583 | 0
2019-09-09 | 43717 | 0
2019-09-09 01:00 | 43717.0417 | 0
2019-09-09 02:00 | 43717.0833 | 0
2019-09-09 03:00 | 43717.125 | 0
2019-09-09 04:00 | 43717.1667 | 0
2019-09-09 05:00 | 43717.2083 | 0
2019-09-09 06:00 | 43717.25 | 0
2019-09-09 07:00 | 43717.2917 | 0
2019-09-09 08:00 | 43717.3333 | 691.2
2019-09-09 09:00 | 43717.375 | 1083.6
2019-09-09 10:00 | 43717.4167 | 648
2019-09-09 11:00 | 43717.4583 | 1062
2019-09-09 12:00 | 43717.5 | 1101.6
2019-09-09 13:00 | 43717.5417 | 889.2
2019-09-09 14:00 | 43717.5833 | 730.8
2019-09-09 15:00 | 43717.625 | 810
2019-09-09 16:00 | 43717.6667 | 705.6
2019-09-09 17:00 | 43717.7083 | 410.4
2019-09-09 18:00 | 43717.75 | 399.6
2019-09-09 19:00 | 43717.7917 | 298.8
2019-09-09 20:00 | 43717.8333 | 0
2019-09-09 21:00 | 43717.875 | 0
2019-09-09 22:00 | 43717.9167 | 0
2019-09-09 23:00 | 43717.9583 | 0
2019-09-10 | 43718 | 0
2019-09-10 01:00 | 43718.0417 | 0
2019-09-10 02:00 | 43718.0833 | 0
2019-09-10 03:00 | 43718.125 | 0
2019-09-10 04:00 | 43718.1667 | 0
2019-09-10 05:00 | 43718.2083 | 0
2019-09-10 06:00 | 43718.25 | 0
2019-09-10 07:00 | 43718.2917 | 0
2019-09-10 08:00 | 43718.3333 | 568.8
2019-09-10 09:00 | 43718.375 | 388.8
2019-09-10 10:00 | 43718.4167 | 399.6
2019-09-10 11:00 | 43718.4583 | 75.6
2019-09-10 12:00 | 43718.5 | 763.2
2019-09-10 13:00 | 43718.5417 | 180
2019-09-10 14:00 | 43718.5833 | 291.6
2019-09-10 15:00 | 43718.625 | 86.4
2019-09-10 16:00 | 43718.6667 | 43.2
2019-09-10 17:00 | 43718.7083 | 817.2
2019-09-10 18:00 | 43718.75 | 1699.2
2019-09-10 19:00 | 43718.7917 | 1483.2
2019-09-10 20:00 | 43718.8333 | 0
2019-09-10 21:00 | 43718.875 | 0
2019-09-10 22:00 | 43718.9167 | 0
2019-09-10 23:00 | 43718.9583 | 0
2019-09-11 | 43719 | 0
2019-09-11 01:00 | 43719.0417 | 0
2019-09-11 02:00 | 43719.0833 | 0
2019-09-11 03:00 | 43719.125 | 0
2019-09-11 04:00 | 43719.1667 | 0
2019-09-11 05:00 | 43719.2083 | 0
2019-09-11 06:00 | 43719.25 | 0
2019-09-11 07:00 | 43719.2917 | 0
2019-09-11 08:00 | 43719.3333 | 0
2019-09-11 09:00 | 43719.375 | 1022.4
2019-09-11 10:00 | 43719.4167 | 1630.8
2019-09-11 11:00 | 43719.4583 | 2012.4
2019-09-11 12:00 | 43719.5 | 2091.6
2019-09-11 13:00 | 43719.5417 | 2073.6
2019-09-11 14:00 | 43719.5833 | 2271.6
2019-09-11 15:00 | 43719.625 | 2350.8
2019-09-11 16:00 | 43719.6667 | 2167.2
2019-09-11 17:00 | 43719.7083 | 2296.8
2019-09-11 18:00 | 43719.75 | 2095.2
2019-09-11 19:00 | 43719.7917 | 1213.2
2019-09-11 20:00 | 43719.8333 | 0
2019-09-11 21:00 | 43719.875 | 0
2019-09-11 22:00 | 43719.9167 | 0
2019-09-11 23:00 | 43719.9583 | 0
2019-09-12 | 43720 | 0
2019-09-12 01:00 | 43720.0417 | 0
2019-09-12 02:00 | 43720.0833 | 0
2019-09-12 03:00 | 43720.125 | 0
2019-09-12 04:00 | 43720.1667 | 0
2019-09-12 05:00 | 43720.2083 | 0
2019-09-12 06:00 | 43720.25 | 0
2019-09-12 07:00 | 43720.2917 | 0
2019-09-12 08:00 | 43720.3333 | 0
2019-09-12 09:00 | 43720.375 | 1368
2019-09-12 10:00 | 43720.4167 | 2494.8
2019-09-12 11:00 | 43720.4583 | 2649.6
2019-09-12 12:00 | 43720.5 | 2790
2019-09-12 13:00 | 43720.5417 | 2696.4
2019-09-12 14:00 | 43720.5833 | 2678.4
2019-09-12 15:00 | 43720.625 | 2689.2
2019-09-12 16:00 | 43720.6667 | 2671.2
2019-09-12 17:00 | 43720.7083 | 2599.2
2019-09-12 18:00 | 43720.75 | 2401.2
2019-09-12 19:00 | 43720.7917 | 1108.8
2019-09-12 20:00 | 43720.8333 | 0
2019-09-12 21:00 | 43720.875 | 0
2019-09-12 22:00 | 43720.9167 | 0
2019-09-12 23:00 | 43720.9583 | 0
2019-09-13 | 43721 | 0
2019-09-13 01:00 | 43721.0417 | 0
2019-09-13 02:00 | 43721.0833 | 0
2019-09-13 03:00 | 43721.125 | 0
2019-09-13 04:00 | 43721.1667 | 0
2019-09-13 05:00 | 43721.2083 | 0
2019-09-13 06:00 | 43721.25 | 0
2019-09-13 07:00 | 43721.2917 | 0
2019-09-13 08:00 | 43721.3333 | 0
2019-09-13 09:00 | 43721.375 | 1497.6
2019-09-13 10:00 | 43721.4167 | 2563.2
2019-09-13 11:00 | 43721.4583 | 2761.2
2019-09-13 12:00 | 43721.5 | 2782.8
2019-09-13 13:00 | 43721.5417 | 2901.6
2019-09-13 14:00 | 43721.5833 | 2912.4
2019-09-13 15:00 | 43721.625 | 2934
2019-09-13 16:00 | 43721.6667 | 2883.6
2019-09-13 17:00 | 43721.7083 | 2916
2019-09-13 18:00 | 43721.75 | 2685.6
2019-09-13 19:00 | 43721.7917 | 1267.2
2019-09-13 20:00 | 43721.8333 | 0
2019-09-13 21:00 | 43721.875 | 0
2019-09-13 22:00 | 43721.9167 | 0
2019-09-13 23:00 | 43721.9583 | 0
2019-09-14 | 43722 | 0
2019-09-14 01:00 | 43722.0417 | 0
2019-09-14 02:00 | 43722.0833 | 0
2019-09-14 03:00 | 43722.125 | 0
2019-09-14 04:00 | 43722.1667 | 0
2019-09-14 05:00 | 43722.2083 | 0
2019-09-14 06:00 | 43722.25 | 0
2019-09-14 07:00 | 43722.2917 | 0
2019-09-14 08:00 | 43722.3333 | 0
2019-09-14 09:00 | 43722.375 | 1407.6
2019-09-14 10:00 | 43722.4167 | 2311.2
2019-09-14 11:00 | 43722.4583 | 2534.4
2019-09-14 12:00 | 43722.5 | 2538
2019-09-14 13:00 | 43722.5417 | 2552.4
2019-09-14 14:00 | 43722.5833 | 2466
2019-09-14 15:00 | 43722.625 | 2649.6
2019-09-14 16:00 | 43722.6667 | 2595.6
2019-09-14 17:00 | 43722.7083 | 2516.4
2019-09-14 18:00 | 43722.75 | 2350.8
2019-09-14 19:00 | 43722.7917 | 1072.8
2019-09-14 20:00 | 43722.8333 | 0
2019-09-14 21:00 | 43722.875 | 0
2019-09-14 22:00 | 43722.9167 | 0
2019-09-14 23:00 | 43722.9583 | 0
2019-09-15 | 43723 | 0
2019-09-15 01:00 | 43723.0417 | 0
2019-09-15 02:00 | 43723.0833 | 0
2019-09-15 03:00 | 43723.125 | 0
2019-09-15 04:00 | 43723.1667 | 0
2019-09-15 05:00 | 43723.2083 | 0
2019-09-15 06:00 | 43723.25 | 0
2019-09-15 07:00 | 43723.2917 | 0
2019-09-15 08:00 | 43723.3333 | 0
2019-09-15 09:00 | 43723.375 | 1393.2
2019-09-15 10:00 | 43723.4167 | 2530.8
2019-09-15 11:00 | 43723.4583 | 2534.4
2019-09-15 12:00 | 43723.5 | 2530.8
2019-09-15 13:00 | 43723.5417 | 2505.6
2019-09-15 14:00 | 43723.5833 | 2350.8
2019-09-15 15:00 | 43723.625 | 2419.2
2019-09-15 16:00 | 43723.6667 | 2390.4
2019-09-15 17:00 | 43723.7083 | 2361.6
2019-09-15 18:00 | 43723.75 | 2221.2
2019-09-15 19:00 | 43723.7917 | 1072.8
2019-09-15 20:00 | 43723.8333 | 0
2019-09-15 21:00 | 43723.875 | 0
2019-09-15 22:00 | 43723.9167 | 0
2019-09-15 23:00 | 43723.9583 | 0
2019-09-16 | 43724 | 0
2019-09-16 01:00 | 43724.0417 | 0
2019-09-16 02:00 | 43724.0833 | 0
2019-09-16 03:00 | 43724.125 | 0
2019-09-16 04:00 | 43724.1667 | 0
2019-09-16 05:00 | 43724.2083 | 0
2019-09-16 06:00 | 43724.25 | 0
2019-09-16 07:00 | 43724.2917 | 0
2019-09-16 08:00 | 43724.3333 | 0
2019-09-16 09:00 | 43724.375 | 1314
2019-09-16 10:00 | 43724.4167 | 2253.6
2019-09-16 11:00 | 43724.4583 | 2419.2
2019-09-16 12:00 | 43724.5 | 2559.6
2019-09-16 13:00 | 43724.5417 | 2793.6
2019-09-16 14:00 | 43724.5833 | 2815.2
2019-09-16 15:00 | 43724.625 | 2912.4
2019-09-16 16:00 | 43724.6667 | 2934
2019-09-16 17:00 | 43724.7083 | 2674.8
2019-09-16 18:00 | 43724.75 | 2286
2019-09-16 19:00 | 43724.7917 | 925.2
2019-09-16 20:00 | 43724.8333 | 0
2019-09-16 21:00 | 43724.875 | 0
2019-09-16 22:00 | 43724.9167 | 0
2019-09-16 23:00 | 43724.9583 | 0
2019-09-17 | 43725 | 0
2019-09-17 01:00 | 43725.0417 | 0
2019-09-17 02:00 | 43725.0833 | 0
2019-09-17 03:00 | 43725.125 | 0
2019-09-17 04:00 | 43725.1667 | 0
2019-09-17 05:00 | 43725.2083 | 0
2019-09-17 06:00 | 43725.25 | 0
2019-09-17 07:00 | 43725.2917 | 0
2019-09-17 08:00 | 43725.3333 | 0
2019-09-17 09:00 | 43725.375 | 1335.6
2019-09-17 10:00 | 43725.4167 | 2332.8
2019-09-17 11:00 | 43725.4583 | 2664
2019-09-17 12:00 | 43725.5 | 2851.2
2019-09-17 13:00 | 43725.5417 | 2887.2
2019-09-17 14:00 | 43725.5833 | 2926.8
2019-09-17 15:00 | 43725.625 | 2851.2
2019-09-17 16:00 | 43725.6667 | 2667.6
2019-09-17 17:00 | 43725.7083 | 2649.6
2019-09-17 18:00 | 43725.75 | 2314.8
2019-09-17 19:00 | 43725.7917 | 1735.2
2019-09-17 20:00 | 43725.8333 | 0
2019-09-17 21:00 | 43725.875 | 0
2019-09-17 22:00 | 43725.9167 | 0
2019-09-17 23:00 | 43725.9583 | 0
2019-09-18 | 43726 | 0
2019-09-18 01:00 | 43726.0417 | 0
2019-09-18 02:00 | 43726.0833 | 0
2019-09-18 03:00 | 43726.125 | 0
2019-09-18 04:00 | 43726.1667 | 0
2019-09-18 05:00 | 43726.2083 | 0
2019-09-18 06:00 | 43726.25 | 0
2019-09-18 07:00 | 43726.2917 | 0
2019-09-18 08:00 | 43726.3333 | 0
2019-09-18 09:00 | 43726.375 | 763.2
2019-09-18 10:00 | 43726.4167 | 558
2019-09-18 11:00 | 43726.4583 | 1069.2
2019-09-18 12:00 | 43726.5 | 1040.4
2019-09-18 13:00 | 43726.5417 | 1069.2
2019-09-18 14:00 | 43726.5833 | 1119.6
2019-09-18 15:00 | 43726.625 | 842.4
2019-09-18 16:00 | 43726.6667 | 730.8
2019-09-18 17:00 | 43726.7083 | 432
2019-09-18 18:00 | 43726.75 | 424.8
2019-09-18 19:00 | 43726.7917 | 219.6
2019-09-18 20:00 | 43726.8333 | 0
2019-09-18 21:00 | 43726.875 | 0
2019-09-18 22:00 | 43726.9167 | 0
2019-09-18 23:00 | 43726.9583 | 0
2019-09-19 | 43727 | 0
2019-09-19 01:00 | 43727.0417 | 0
2019-09-19 02:00 | 43727.0833 | 0
2019-09-19 03:00 | 43727.125 | 0
2019-09-19 04:00 | 43727.1667 | 0
2019-09-19 05:00 | 43727.2083 | 0
2019-09-19 06:00 | 43727.25 | 0
2019-09-19 07:00 | 43727.2917 | 0
2019-09-19 08:00 | 43727.3333 | 0
2019-09-19 09:00 | 43727.375 | 327.6
2019-09-19 10:00 | 43727.4167 | 234
2019-09-19 11:00 | 43727.4583 | 417.6
2019-09-19 12:00 | 43727.5 | 576
2019-09-19 13:00 | 43727.5417 | 550.8
2019-09-19 14:00 | 43727.5833 | 522
2019-09-19 15:00 | 43727.625 | 432
2019-09-19 16:00 | 43727.6667 | 309.6
2019-09-19 17:00 | 43727.7083 | 280.8
2019-09-19 18:00 | 43727.75 | 57.6
2019-09-19 19:00 | 43727.7917 | 0
2019-09-19 20:00 | 43727.8333 | 0
2019-09-19 21:00 | 43727.875 | 0
2019-09-19 22:00 | 43727.9167 | 0
2019-09-19 23:00 | 43727.9583 | 0
2019-09-20 | 43728 | 0
2019-09-20 01:00 | 43728.0417 | 0
2019-09-20 02:00 | 43728.0833 | 0
2019-09-20 03:00 | 43728.125 | 0
2019-09-20 04:00 | 43728.1667 | 0
2019-09-20 05:00 | 43728.2083 | 0
2019-09-20 06:00 | 43728.25 | 0
2019-09-20 07:00 | 43728.2917 | 0
2019-09-20 08:00 | 43728.3333 | 0
2019-09-20 09:00 | 43728.375 | 698.4
2019-09-20 10:00 | 43728.4167 | 579.6
2019-09-20 11:00 | 43728.4583 | 504
2019-09-20 12:00 | 43728.5 | 619.2
2019-09-20 13:00 | 43728.5417 | 684
2019-09-20 14:00 | 43728.5833 | 723.6
2019-09-20 15:00 | 43728.625 | 662.4
2019-09-20 16:00 | 43728.6667 | 687.6
2019-09-20 17:00 | 43728.7083 | 554.4
2019-09-20 18:00 | 43728.75 | 583.2
2019-09-20 19:00 | 43728.7917 | 633.6
2019-09-20 20:00 | 43728.8333 | 0
2019-09-20 21:00 | 43728.875 | 0
2019-09-20 22:00 | 43728.9167 | 0
2019-09-20 23:00 | 43728.9583 | 0
2019-09-21 | 43729 | 0
2019-09-21 01:00 | 43729.0417 | 0
2019-09-21 02:00 | 43729.0833 | 0
2019-09-21 03:00 | 43729.125 | 0
2019-09-21 04:00 | 43729.1667 | 0
2019-09-21 05:00 | 43729.2083 | 0
2019-09-21 06:00 | 43729.25 | 0
2019-09-21 07:00 | 43729.2917 | 0
2019-09-21 08:00 | 43729.3333 | 0
2019-09-21 09:00 | 43729.375 | 1278
2019-09-21 10:00 | 43729.4167 | 2347.2
2019-09-21 11:00 | 43729.4583 | 2556
2019-09-21 12:00 | 43729.5 | 2343.6
2019-09-21 13:00 | 43729.5417 | 2336.4
2019-09-21 14:00 | 43729.5833 | 2462.4
2019-09-21 15:00 | 43729.625 | 2570.4
2019-09-21 16:00 | 43729.6667 | 2653.2
2019-09-21 17:00 | 43729.7083 | 2566.8
2019-09-21 18:00 | 43729.75 | 2228.4
2019-09-21 19:00 | 43729.7917 | 1591.2
2019-09-21 20:00 | 43729.8333 | 0
2019-09-21 21:00 | 43729.875 | 0
2019-09-21 22:00 | 43729.9167 | 0
2019-09-21 23:00 | 43729.9583 | 0
2019-09-22 | 43730 | 0
2019-09-22 01:00 | 43730.0417 | 0
2019-09-22 02:00 | 43730.0833 | 0
2019-09-22 03:00 | 43730.125 | 0
2019-09-22 04:00 | 43730.1667 | 0
2019-09-22 05:00 | 43730.2083 | 0
2019-09-22 06:00 | 43730.25 | 0
2019-09-22 07:00 | 43730.2917 | 0
2019-09-22 08:00 | 43730.3333 | 0
2019-09-22 09:00 | 43730.375 | 0
2019-09-22 10:00 | 43730.4167 | 190.8
2019-09-22 11:00 | 43730.4583 | 90
2019-09-22 12:00 | 43730.5 | 54
2019-09-22 13:00 | 43730.5417 | 68.4
2019-09-22 14:00 | 43730.5833 | 100.8
2019-09-22 15:00 | 43730.625 | 273.6
2019-09-22 16:00 | 43730.6667 | 378
2019-09-22 17:00 | 43730.7083 | 280.8
2019-09-22 18:00 | 43730.75 | 363.6
2019-09-22 19:00 | 43730.7917 | 230.4
2019-09-22 20:00 | 43730.8333 | 0
2019-09-22 21:00 | 43730.875 | 0
2019-09-22 22:00 | 43730.9167 | 0
2019-09-22 23:00 | 43730.9583 | 0
2019-09-23 | 43731 | 0
2019-09-23 01:00 | 43731.0417 | 0
2019-09-23 02:00 | 43731.0833 | 0
2019-09-23 03:00 | 43731.125 | 0
2019-09-23 04:00 | 43731.1667 | 0
2019-09-23 05:00 | 43731.2083 | 0
2019-09-23 06:00 | 43731.25 | 0
2019-09-23 07:00 | 43731.2917 | 0
2019-09-23 08:00 | 43731.3333 | 0
2019-09-23 09:00 | 43731.375 | 0
2019-09-23 10:00 | 43731.4167 | 0
2019-09-23 11:00 | 43731.4583 | 0
2019-09-23 12:00 | 43731.5 | 0
2019-09-23 13:00 | 43731.5417 | 7.2
2019-09-23 14:00 | 43731.5833 | 7.2
2019-09-23 15:00 | 43731.625 | 3.6
2019-09-23 16:00 | 43731.6667 | 0
2019-09-23 17:00 | 43731.7083 | 0
2019-09-23 18:00 | 43731.75 | 0
2019-09-23 19:00 | 43731.7917 | 0
2019-09-23 20:00 | 43731.8333 | 0
2019-09-23 21:00 | 43731.875 | 0
2019-09-23 22:00 | 43731.9167 | 0
2019-09-23 23:00 | 43731.9583 | 0
2019-09-24 | 43732 | 0
2019-09-24 01:00 | 43732.0417 | 0
2019-09-24 02:00 | 43732.0833 | 0
2019-09-24 03:00 | 43732.125 | 0
2019-09-24 04:00 | 43732.1667 | 0
2019-09-24 05:00 | 43732.2083 | 0
2019-09-24 06:00 | 43732.25 | 0
2019-09-24 07:00 | 43732.2917 | 0
2019-09-24 08:00 | 43732.3333 | 0
2019-09-24 09:00 | 43732.375 | 1184.4
2019-09-24 10:00 | 43732.4167 | 2350.8
2019-09-24 11:00 | 43732.4583 | 2530.8
2019-09-24 12:00 | 43732.5 | 2548.8
2019-09-24 13:00 | 43732.5417 | 2548.8
2019-09-24 14:00 | 43732.5833 | 2577.6
2019-09-24 15:00 | 43732.625 | 2649.6
2019-09-24 16:00 | 43732.6667 | 2638.8
2019-09-24 17:00 | 43732.7083 | 2588.4
2019-09-24 18:00 | 43732.75 | 1965.6
2019-09-24 19:00 | 43732.7917 | 1368
2019-09-24 20:00 | 43732.8333 | 0
2019-09-24 21:00 | 43732.875 | 0
2019-09-24 22:00 | 43732.9167 | 0
2019-09-24 23:00 | 43732.9583 | 0
2019-09-25 | 43733 | 0
2019-09-25 01:00 | 43733.0417 | 0
2019-09-25 02:00 | 43733.0833 | 0
2019-09-25 03:00 | 43733.125 | 0
2019-09-25 04:00 | 43733.1667 | 0
2019-09-25 05:00 | 43733.2083 | 0
2019-09-25 06:00 | 43733.25 | 0
2019-09-25 07:00 | 43733.2917 | 0
2019-09-25 08:00 | 43733.3333 | 0
2019-09-25 09:00 | 43733.375 | 925.2
2019-09-25 10:00 | 43733.4167 | 1814.4
2019-09-25 11:00 | 43733.4583 | 2343.6
2019-09-25 12:00 | 43733.5 | 2649.6
2019-09-25 13:00 | 43733.5417 | 2397.6
2019-09-25 14:00 | 43733.5833 | 1306.8
2019-09-25 15:00 | 43733.625 | 990
2019-09-25 16:00 | 43733.6667 | 1126.8
2019-09-25 17:00 | 43733.7083 | 144
2019-09-25 18:00 | 43733.75 | 223.2
2019-09-25 19:00 | 43733.7917 | 3.6
2019-09-25 20:00 | 43733.8333 | 0
2019-09-25 21:00 | 43733.875 | 0
2019-09-25 22:00 | 43733.9167 | 0
2019-09-25 23:00 | 43733.9583 | 0
2019-09-26 | 43734 | 0
2019-09-26 01:00 | 43734.0417 | 0
2019-09-26 02:00 | 43734.0833 | 0
2019-09-26 03:00 | 43734.125 | 0
2019-09-26 04:00 | 43734.1667 | 0
2019-09-26 05:00 | 43734.2083 | 0
2019-09-26 06:00 | 43734.25 | 0
2019-09-26 07:00 | 43734.2917 | 0
2019-09-26 08:00 | 43734.3333 | 0
2019-09-26 09:00 | 43734.375 | 39.6
2019-09-26 10:00 | 43734.4167 | 64.8
2019-09-26 11:00 | 43734.4583 | 104.4
2019-09-26 12:00 | 43734.5 | 140.4
2019-09-26 13:00 | 43734.5417 | 327.6
2019-09-26 14:00 | 43734.5833 | 241.2
2019-09-26 15:00 | 43734.625 | 136.8
2019-09-26 16:00 | 43734.6667 | 417.6
2019-09-26 17:00 | 43734.7083 | 388.8
2019-09-26 18:00 | 43734.75 | 324
2019-09-26 19:00 | 43734.7917 | 237.6
2019-09-26 20:00 | 43734.8333 | 0
2019-09-26 21:00 | 43734.875 | 0
2019-09-26 22:00 | 43734.9167 | 0
2019-09-26 23:00 | 43734.9583 | 0
2019-09-27 | 43735 | 0
2019-09-27 01:00 | 43735.0417 | 0
2019-09-27 02:00 | 43735.0833 | 0
2019-09-27 03:00 | 43735.125 | 0
2019-09-27 04:00 | 43735.1667 | 0
2019-09-27 05:00 | 43735.2083 | 0
2019-09-27 06:00 | 43735.25 | 0
2019-09-27 07:00 | 43735.2917 | 0
2019-09-27 08:00 | 43735.3333 | 0
2019-09-27 09:00 | 43735.375 | 1447.2
2019-09-27 10:00 | 43735.4167 | 0
2019-09-27 11:00 | 43735.4583 | 244.8
2019-09-27 12:00 | 43735.5 | 0
2019-09-27 13:00 | 43735.5417 | 158.4
2019-09-27 14:00 | 43735.5833 | 990
2019-09-27 15:00 | 43735.625 | 2260.8
2019-09-27 16:00 | 43735.6667 | 122.4
2019-09-27 17:00 | 43735.7083 | 846
2019-09-27 18:00 | 43735.75 | 0
2019-09-27 19:00 | 43735.7917 | 0
2019-09-27 20:00 | 43735.8333 | 0
2019-09-27 21:00 | 43735.875 | 0
2019-09-27 22:00 | 43735.9167 | 0
2019-09-27 23:00 | 43735.9583 | 0
2019-09-28 | 43736 | 0
2019-09-28 01:00 | 43736.0417 | 0
2019-09-28 02:00 | 43736.0833 | 0
2019-09-28 03:00 | 43736.125 | 0
2019-09-28 04:00 | 43736.1667 | 0
2019-09-28 05:00 | 43736.2083 | 0
2019-09-28 06:00 | 43736.25 | 0
2019-09-28 07:00 | 43736.2917 | 0
2019-09-28 08:00 | 43736.3333 | 0
2019-09-28 09:00 | 43736.375 | 0
2019-09-28 10:00 | 43736.4167 | 226.8
2019-09-28 11:00 | 43736.4583 | 46.8
2019-09-28 12:00 | 43736.5 | 266.4
2019-09-28 13:00 | 43736.5417 | 1623.6
2019-09-28 14:00 | 43736.5833 | 363.6
2019-09-28 15:00 | 43736.625 | 10.8
2019-09-28 16:00 | 43736.6667 | 0
2019-09-28 17:00 | 43736.7083 | 0
2019-09-28 18:00 | 43736.75 | 0
2019-09-28 19:00 | 43736.7917 | 0
2019-09-28 20:00 | 43736.8333 | 0
2019-09-28 21:00 | 43736.875 | 0
2019-09-28 22:00 | 43736.9167 | 0
2019-09-28 23:00 | 43736.9583 | 0
2019-09-29 | 43737 | 0
2019-09-29 01:00 | 43737.0417 | 0
2019-09-29 02:00 | 43737.0833 | 0
2019-09-29 03:00 | 43737.125 | 0
2019-09-29 04:00 | 43737.1667 | 0
2019-09-29 05:00 | 43737.2083 | 0
2019-09-29 06:00 | 43737.25 | 0
2019-09-29 07:00 | 43737.2917 | 0
2019-09-29 08:00 | 43737.3333 | 0
2019-09-29 09:00 | 43737.375 | 1036.8
2019-09-29 10:00 | 43737.4167 | 1242
2019-09-29 11:00 | 43737.4583 | 1108.8
2019-09-29 12:00 | 43737.5 | 1018.8
2019-09-29 13:00 | 43737.5417 | 1123.2
2019-09-29 14:00 | 43737.5833 | 2055.6
2019-09-29 15:00 | 43737.625 | 1767.6
2019-09-29 16:00 | 43737.6667 | 1648.8
2019-09-29 17:00 | 43737.7083 | 2206.8
2019-09-29 18:00 | 43737.75 | 2120.4
2019-09-29 19:00 | 43737.7917 | 1306.8
2019-09-29 20:00 | 43737.8333 | 0
2019-09-29 21:00 | 43737.875 | 0
2019-09-29 22:00 | 43737.9167 | 0
2019-09-29 23:00 | 43737.9583 | 0
2019-09-30 | 43738 | 0
2019-09-30 01:00 | 43738.0417 | 0
2019-09-30 02:00 | 43738.0833 | 0
2019-09-30 03:00 | 43738.125 | 0
2019-09-30 04:00 | 43738.1667 | 0
2019-09-30 05:00 | 43738.2083 | 0
2019-09-30 06:00 | 43738.25 | 0
2019-09-30 07:00 | 43738.2917 | 0
2019-09-30 08:00 | 43738.3333 | 0
2019-09-30 09:00 | 43738.375 | 741.6
2019-09-30 10:00 | 43738.4167 | 1702.8
2019-09-30 11:00 | 43738.4583 | 2278.8
2019-09-30 12:00 | 43738.5 | 2149.2
2019-09-30 13:00 | 43738.5417 | 1969.2
2019-09-30 14:00 | 43738.5833 | 1886.4
2019-09-30 15:00 | 43738.625 | 2109.6
2019-09-30 16:00 | 43738.6667 | 1868.4
2019-09-30 17:00 | 43738.7083 | 2055.6
2019-09-30 18:00 | 43738.75 | 1872
2019-09-30 19:00 | 43738.7917 | 878.4
2019-09-30 20:00 | 43738.8333 | 0
2019-09-30 21:00 | 43738.875 | 0
2019-09-30 22:00 | 43738.9167 | 0
2019-09-30 23:00 | 43738.9583 | 0
2019-10-01 | 43739 | 0
2019-10-01 01:00 | 43739.0417 | 0
2019-10-01 02:00 | 43739.0833 | 0
2019-10-01 03:00 | 43739.125 | 0
2019-10-01 04:00 | 43739.1667 | 0
2019-10-01 05:00 | 43739.2083 | 0
2019-10-01 06:00 | 43739.25 | 0
2019-10-01 07:00 | 43739.2917 | 0
2019-10-01 08:00 | 43739.3333 | 0
2019-10-01 09:00 | 43739.375 | 572.4
2019-10-01 10:00 | 43739.4167 | 493.2
2019-10-01 11:00 | 43739.4583 | 1062
2019-10-01 12:00 | 43739.5 | 1792.8
2019-10-01 13:00 | 43739.5417 | 2206.8
2019-10-01 14:00 | 43739.5833 | 2242.8
2019-10-01 15:00 | 43739.625 | 2462.4
2019-10-01 16:00 | 43739.6667 | 2296.8
2019-10-01 17:00 | 43739.7083 | 1702.8
2019-10-01 18:00 | 43739.75 | 1828.8
2019-10-01 19:00 | 43739.7917 | 846
2019-10-01 20:00 | 43739.8333 | 0
2019-10-01 21:00 | 43739.875 | 0
2019-10-01 22:00 | 43739.9167 | 0
2019-10-01 23:00 | 43739.9583 | 0
2019-10-02 | 43740 | 0
2019-10-02 01:00 | 43740.0417 | 0
2019-10-02 02:00 | 43740.0833 | 0
2019-10-02 03:00 | 43740.125 | 0
2019-10-02 04:00 | 43740.1667 | 0
2019-10-02 05:00 | 43740.2083 | 0
2019-10-02 06:00 | 43740.25 | 0
2019-10-02 07:00 | 43740.2917 | 0
2019-10-02 08:00 | 43740.3333 | 0
2019-10-02 09:00 | 43740.375 | 21.6
2019-10-02 10:00 | 43740.4167 | 0
2019-10-02 11:00 | 43740.4583 | 68.4
2019-10-02 12:00 | 43740.5 | 79.2
2019-10-02 13:00 | 43740.5417 | 43.2
2019-10-02 14:00 | 43740.5833 | 0
2019-10-02 15:00 | 43740.625 | 3.6
2019-10-02 16:00 | 43740.6667 | 0
2019-10-02 17:00 | 43740.7083 | 0
2019-10-02 18:00 | 43740.75 | 0
2019-10-02 19:00 | 43740.7917 | 0
2019-10-02 20:00 | 43740.8333 | 0
2019-10-02 21:00 | 43740.875 | 0
2019-10-02 22:00 | 43740.9167 | 0
2019-10-02 23:00 | 43740.9583 | 0
2019-10-03 | 43741 | 0
2019-10-03 01:00 | 43741.0417 | 0
2019-10-03 02:00 | 43741.0833 | 0
2019-10-03 03:00 | 43741.125 | 0
2019-10-03 04:00 | 43741.1667 | 0
2019-10-03 05:00 | 43741.2083 | 0
2019-10-03 06:00 | 43741.25 | 0
2019-10-03 07:00 | 43741.2917 | 0
2019-10-03 08:00 | 43741.3333 | 0
2019-10-03 09:00 | 43741.375 | 7.2
2019-10-03 10:00 | 43741.4167 | 75.6
2019-10-03 11:00 | 43741.4583 | 208.8
2019-10-03 12:00 | 43741.5 | 122.4
2019-10-03 13:00 | 43741.5417 | 118.8
2019-10-03 14:00 | 43741.5833 | 64.8
2019-10-03 15:00 | 43741.625 | 79.2
2019-10-03 16:00 | 43741.6667 | 104.4
2019-10-03 17:00 | 43741.7083 | 28.8
2019-10-03 18:00 | 43741.75 | 0
2019-10-03 19:00 | 43741.7917 | 0
2019-10-03 20:00 | 43741.8333 | 0
2019-10-03 21:00 | 43741.875 | 0
2019-10-03 22:00 | 43741.9167 | 0
2019-10-03 23:00 | 43741.9583 | 0
2019-10-04 | 43742 | 0
2019-10-04 01:00 | 43742.0417 | 0
2019-10-04 02:00 | 43742.0833 | 0
2019-10-04 03:00 | 43742.125 | 0
2019-10-04 04:00 | 43742.1667 | 0
2019-10-04 05:00 | 43742.2083 | 0
2019-10-04 06:00 | 43742.25 | 0
2019-10-04 07:00 | 43742.2917 | 0
2019-10-04 08:00 | 43742.3333 | 0
2019-10-04 09:00 | 43742.375 | 32.4
2019-10-04 10:00 | 43742.4167 | 104.4
2019-10-04 11:00 | 43742.4583 | 111.6
2019-10-04 12:00 | 43742.5 | 108
2019-10-04 13:00 | 43742.5417 | 115.2
2019-10-04 14:00 | 43742.5833 | 115.2
2019-10-04 15:00 | 43742.625 | 82.8
2019-10-04 16:00 | 43742.6667 | 54
2019-10-04 17:00 | 43742.7083 | 18
2019-10-04 18:00 | 43742.75 | 0
2019-10-04 19:00 | 43742.7917 | 0
2019-10-04 20:00 | 43742.8333 | 0
2019-10-04 21:00 | 43742.875 | 0
2019-10-04 22:00 | 43742.9167 | 0
2019-10-04 23:00 | 43742.9583 | 0
2019-10-05 | 43743 | 0
2019-10-05 01:00 | 43743.0417 | 0
2019-10-05 02:00 | 43743.0833 | 0
2019-10-05 03:00 | 43743.125 | 0
2019-10-05 04:00 | 43743.1667 | 0
2019-10-05 05:00 | 43743.2083 | 0
2019-10-05 06:00 | 43743.25 | 0
2019-10-05 07:00 | 43743.2917 | 0
2019-10-05 08:00 | 43743.3333 | 0
2019-10-05 09:00 | 43743.375 | 0
2019-10-05 10:00 | 43743.4167 | 0
2019-10-05 11:00 | 43743.4583 | 0
2019-10-05 12:00 | 43743.5 | 0
2019-10-05 13:00 | 43743.5417 | 0
2019-10-05 14:00 | 43743.5833 | 450
2019-10-05 15:00 | 43743.625 | 381.6
2019-10-05 16:00 | 43743.6667 | 302.4
2019-10-05 17:00 | 43743.7083 | 320.4
2019-10-05 18:00 | 43743.75 | 363.6
2019-10-05 19:00 | 43743.7917 | 0
2019-10-05 20:00 | 43743.8333 | 0
2019-10-05 21:00 | 43743.875 | 0
2019-10-05 22:00 | 43743.9167 | 0
2019-10-05 23:00 | 43743.9583 | 0
2019-10-06 | 43744 | 0
2019-10-06 01:00 | 43744.0417 | 0
2019-10-06 02:00 | 43744.0833 | 0
2019-10-06 03:00 | 43744.125 | 0
2019-10-06 04:00 | 43744.1667 | 0
2019-10-06 05:00 | 43744.2083 | 0
2019-10-06 06:00 | 43744.25 | 0
2019-10-06 07:00 | 43744.2917 | 0
2019-10-06 08:00 | 43744.3333 | 0
2019-10-06 09:00 | 43744.375 | 0
2019-10-06 10:00 | 43744.4167 | 518.4
2019-10-06 11:00 | 43744.4583 | 1972.8
2019-10-06 12:00 | 43744.5 | 2599.2
2019-10-06 13:00 | 43744.5417 | 2095.2
2019-10-06 14:00 | 43744.5833 | 493.2
2019-10-06 15:00 | 43744.625 | 266.4
2019-10-06 16:00 | 43744.6667 | 86.4
2019-10-06 17:00 | 43744.7083 | 914.4
2019-10-06 18:00 | 43744.75 | 1576.8
2019-10-06 19:00 | 43744.7917 | 0
2019-10-06 20:00 | 43744.8333 | 0
2019-10-06 21:00 | 43744.875 | 0
2019-10-06 22:00 | 43744.9167 | 0
2019-10-06 23:00 | 43744.9583 | 0
2019-10-07 | 43745 | 0
2019-10-07 01:00 | 43745.0417 | 0
2019-10-07 02:00 | 43745.0833 | 0
2019-10-07 03:00 | 43745.125 | 0
2019-10-07 04:00 | 43745.1667 | 0
2019-10-07 05:00 | 43745.2083 | 0
2019-10-07 06:00 | 43745.25 | 0
2019-10-07 07:00 | 43745.2917 | 0
2019-10-07 08:00 | 43745.3333 | 0
2019-10-07 09:00 | 43745.375 | 529.2
2019-10-07 10:00 | 43745.4167 | 518.4
2019-10-07 11:00 | 43745.4583 | 1274.4
2019-10-07 12:00 | 43745.5 | 1238.4
2019-10-07 13:00 | 43745.5417 | 2217.6
2019-10-07 14:00 | 43745.5833 | 2005.2
2019-10-07 15:00 | 43745.625 | 2008.8
2019-10-07 16:00 | 43745.6667 | 1321.2
2019-10-07 17:00 | 43745.7083 | 1328.4
2019-10-07 18:00 | 43745.75 | 680.4
2019-10-07 19:00 | 43745.7917 | 0
2019-10-07 20:00 | 43745.8333 | 0
2019-10-07 21:00 | 43745.875 | 0
2019-10-07 22:00 | 43745.9167 | 0
2019-10-07 23:00 | 43745.9583 | 0
2019-10-08 | 43746 | 0
2019-10-08 01:00 | 43746.0417 | 0
2019-10-08 02:00 | 43746.0833 | 0
2019-10-08 03:00 | 43746.125 | 0
2019-10-08 04:00 | 43746.1667 | 0
2019-10-08 05:00 | 43746.2083 | 0
2019-10-08 06:00 | 43746.25 | 0
2019-10-08 07:00 | 43746.2917 | 0
2019-10-08 08:00 | 43746.3333 | 0
2019-10-08 09:00 | 43746.375 | 0
2019-10-08 10:00 | 43746.4167 | 39.6
2019-10-08 11:00 | 43746.4583 | 50.4
2019-10-08 12:00 | 43746.5 | 68.4
2019-10-08 13:00 | 43746.5417 | 61.2
2019-10-08 14:00 | 43746.5833 | 61.2
2019-10-08 15:00 | 43746.625 | 57.6
2019-10-08 16:00 | 43746.6667 | 36
2019-10-08 17:00 | 43746.7083 | 0
2019-10-08 18:00 | 43746.75 | 0
2019-10-08 19:00 | 43746.7917 | 0
2019-10-08 20:00 | 43746.8333 | 0
2019-10-08 21:00 | 43746.875 | 0
2019-10-08 22:00 | 43746.9167 | 0
2019-10-08 23:00 | 43746.9583 | 0
2019-10-09 | 43747 | 0
2019-10-09 01:00 | 43747.0417 | 0
2019-10-09 02:00 | 43747.0833 | 0
2019-10-09 03:00 | 43747.125 | 0
2019-10-09 04:00 | 43747.1667 | 0
2019-10-09 05:00 | 43747.2083 | 0
2019-10-09 06:00 | 43747.25 | 0
2019-10-09 07:00 | 43747.2917 | 0
2019-10-09 08:00 | 43747.3333 | 0
2019-10-09 09:00 | 43747.375 | 550.8
2019-10-09 10:00 | 43747.4167 | 108
2019-10-09 11:00 | 43747.4583 | 0
2019-10-09 12:00 | 43747.5 | 54
2019-10-09 13:00 | 43747.5417 | 68.4
2019-10-09 14:00 | 43747.5833 | 370.8
2019-10-09 15:00 | 43747.625 | 666
2019-10-09 16:00 | 43747.6667 | 248.4
2019-10-09 17:00 | 43747.7083 | 0
2019-10-09 18:00 | 43747.75 | 0
2019-10-09 19:00 | 43747.7917 | 0
2019-10-09 20:00 | 43747.8333 | 0
2019-10-09 21:00 | 43747.875 | 0
2019-10-09 22:00 | 43747.9167 | 0
2019-10-09 23:00 | 43747.9583 | 0
2019-10-10 | 43748 | 0
2019-10-10 01:00 | 43748.0417 | 0
2019-10-10 02:00 | 43748.0833 | 0
2019-10-10 03:00 | 43748.125 | 0
2019-10-10 04:00 | 43748.1667 | 0
2019-10-10 05:00 | 43748.2083 | 0
2019-10-10 06:00 | 43748.25 | 0
2019-10-10 07:00 | 43748.2917 | 0
2019-10-10 08:00 | 43748.3333 | 0
2019-10-10 09:00 | 43748.375 | 1544.4
2019-10-10 10:00 | 43748.4167 | 2167.2
2019-10-10 11:00 | 43748.4583 | 2584.8
2019-10-10 12:00 | 43748.5 | 2898
2019-10-10 13:00 | 43748.5417 | 2991.6
2019-10-10 14:00 | 43748.5833 | 2948.4
2019-10-10 15:00 | 43748.625 | 2970
2019-10-10 16:00 | 43748.6667 | 2797.2
2019-10-10 17:00 | 43748.7083 | 2466
2019-10-10 18:00 | 43748.75 | 1256.4
2019-10-10 19:00 | 43748.7917 | 0
2019-10-10 20:00 | 43748.8333 | 0
2019-10-10 21:00 | 43748.875 | 0
2019-10-10 22:00 | 43748.9167 | 0
2019-10-10 23:00 | 43748.9583 | 0
2019-10-11 | 43749 | 0
2019-10-11 01:00 | 43749.0417 | 0
2019-10-11 02:00 | 43749.0833 | 0
2019-10-11 03:00 | 43749.125 | 0
2019-10-11 04:00 | 43749.1667 | 0
2019-10-11 05:00 | 43749.2083 | 0
2019-10-11 06:00 | 43749.25 | 0
2019-10-11 07:00 | 43749.2917 | 0
2019-10-11 08:00 | 43749.3333 | 0
2019-10-11 09:00 | 43749.375 | 1569.6
2019-10-11 10:00 | 43749.4167 | 2250
2019-10-11 11:00 | 43749.4583 | 2559.6
2019-10-11 12:00 | 43749.5 | 2782.8
2019-10-11 13:00 | 43749.5417 | 2725.2
2019-10-11 14:00 | 43749.5833 | 2761.2
2019-10-11 15:00 | 43749.625 | 2836.8
2019-10-11 16:00 | 43749.6667 | 2797.2
2019-10-11 17:00 | 43749.7083 | 2408.4
2019-10-11 18:00 | 43749.75 | 1105.2
2019-10-11 19:00 | 43749.7917 | 0
2019-10-11 20:00 | 43749.8333 | 0
2019-10-11 21:00 | 43749.875 | 0
2019-10-11 22:00 | 43749.9167 | 0
2019-10-11 23:00 | 43749.9583 | 0
2019-10-12 | 43750 | 0
2019-10-12 01:00 | 43750.0417 | 0
2019-10-12 02:00 | 43750.0833 | 0
2019-10-12 03:00 | 43750.125 | 0
2019-10-12 04:00 | 43750.1667 | 0
2019-10-12 05:00 | 43750.2083 | 0
2019-10-12 06:00 | 43750.25 | 0
2019-10-12 07:00 | 43750.2917 | 0
2019-10-12 08:00 | 43750.3333 | 0
2019-10-12 09:00 | 43750.375 | 32.4
2019-10-12 10:00 | 43750.4167 | 57.6
2019-10-12 11:00 | 43750.4583 | 86.4
2019-10-12 12:00 | 43750.5 | 590.4
2019-10-12 13:00 | 43750.5417 | 403.2
2019-10-12 14:00 | 43750.5833 | 349.2
2019-10-12 15:00 | 43750.625 | 1317.6
2019-10-12 16:00 | 43750.6667 | 2757.6
2019-10-12 17:00 | 43750.7083 | 2869.2
2019-10-12 18:00 | 43750.75 | 1285.2
2019-10-12 19:00 | 43750.7917 | 0
2019-10-12 20:00 | 43750.8333 | 0
2019-10-12 21:00 | 43750.875 | 0
2019-10-12 22:00 | 43750.9167 | 0
2019-10-12 23:00 | 43750.9583 | 0
2019-10-13 | 43751 | 0
2019-10-13 01:00 | 43751.0417 | 0
2019-10-13 02:00 | 43751.0833 | 0
2019-10-13 03:00 | 43751.125 | 0
2019-10-13 04:00 | 43751.1667 | 0
2019-10-13 05:00 | 43751.2083 | 0
2019-10-13 06:00 | 43751.25 | 0
2019-10-13 07:00 | 43751.2917 | 0
2019-10-13 08:00 | 43751.3333 | 0
2019-10-13 09:00 | 43751.375 | 0
2019-10-13 10:00 | 43751.4167 | 0
2019-10-13 11:00 | 43751.4583 | 0
2019-10-13 12:00 | 43751.5 | 0
2019-10-13 13:00 | 43751.5417 | 0
2019-10-13 14:00 | 43751.5833 | 576
2019-10-13 15:00 | 43751.625 | 450
2019-10-13 16:00 | 43751.6667 | 385.2
2019-10-13 17:00 | 43751.7083 | 324
2019-10-13 18:00 | 43751.75 | 316.8
2019-10-13 19:00 | 43751.7917 | 0
2019-10-13 20:00 | 43751.8333 | 0
2019-10-13 21:00 | 43751.875 | 0
2019-10-13 22:00 | 43751.9167 | 0
2019-10-13 23:00 | 43751.9583 | 0
2019-10-14 | 43752 | 0
2019-10-14 01:00 | 43752.0417 | 0
2019-10-14 02:00 | 43752.0833 | 0
2019-10-14 03:00 | 43752.125 | 0
2019-10-14 04:00 | 43752.1667 | 0
2019-10-14 05:00 | 43752.2083 | 0
2019-10-14 06:00 | 43752.25 | 0
2019-10-14 07:00 | 43752.2917 | 0
2019-10-14 08:00 | 43752.3333 | 0
2019-10-14 09:00 | 43752.375 | 0
2019-10-14 10:00 | 43752.4167 | 0
2019-10-14 11:00 | 43752.4583 | 0
2019-10-14 12:00 | 43752.5 | 0
2019-10-14 13:00 | 43752.5417 | 0
2019-10-14 14:00 | 43752.5833 | 1018.8
2019-10-14 15:00 | 43752.625 | 784.8
2019-10-14 16:00 | 43752.6667 | 540
2019-10-14 17:00 | 43752.7083 | 1116
2019-10-14 18:00 | 43752.75 | 378
2019-10-14 19:00 | 43752.7917 | 0
2019-10-14 20:00 | 43752.8333 | 0
2019-10-14 21:00 | 43752.875 | 0
2019-10-14 22:00 | 43752.9167 | 0
2019-10-14 23:00 | 43752.9583 | 0
2019-10-15 | 43753 | 0
2019-10-15 01:00 | 43753.0417 | 0
2019-10-15 02:00 | 43753.0833 | 0
2019-10-15 03:00 | 43753.125 | 0
2019-10-15 04:00 | 43753.1667 | 0
2019-10-15 05:00 | 43753.2083 | 0
2019-10-15 06:00 | 43753.25 | 0
2019-10-15 07:00 | 43753.2917 | 0
2019-10-15 08:00 | 43753.3333 | 0
2019-10-15 09:00 | 43753.375 | 97.2
2019-10-15 10:00 | 43753.4167 | 144
2019-10-15 11:00 | 43753.4583 | 172.8
2019-10-15 12:00 | 43753.5 | 140.4
2019-10-15 13:00 | 43753.5417 | 111.6
2019-10-15 14:00 | 43753.5833 | 86.4
2019-10-15 15:00 | 43753.625 | 61.2
2019-10-15 16:00 | 43753.6667 | 93.6
2019-10-15 17:00 | 43753.7083 | 57.6
2019-10-15 18:00 | 43753.75 | 115.2
2019-10-15 19:00 | 43753.7917 | 0
2019-10-15 20:00 | 43753.8333 | 0
2019-10-15 21:00 | 43753.875 | 0
2019-10-15 22:00 | 43753.9167 | 0
2019-10-15 23:00 | 43753.9583 | 0
2019-10-16 | 43754 | 0
2019-10-16 01:00 | 43754.0417 | 0
2019-10-16 02:00 | 43754.0833 | 0
2019-10-16 03:00 | 43754.125 | 0
2019-10-16 04:00 | 43754.1667 | 0
2019-10-16 05:00 | 43754.2083 | 0
2019-10-16 06:00 | 43754.25 | 0
2019-10-16 07:00 | 43754.2917 | 0
2019-10-16 08:00 | 43754.3333 | 0
2019-10-16 09:00 | 43754.375 | 1004.4
2019-10-16 10:00 | 43754.4167 | 1677.6
2019-10-16 11:00 | 43754.4583 | 2260.8
2019-10-16 12:00 | 43754.5 | 2462.4
2019-10-16 13:00 | 43754.5417 | 2282.4
2019-10-16 14:00 | 43754.5833 | 2527.2
2019-10-16 15:00 | 43754.625 | 2768.4
2019-10-16 16:00 | 43754.6667 | 2577.6
2019-10-16 17:00 | 43754.7083 | 2059.2
2019-10-16 18:00 | 43754.75 | 889.2
2019-10-16 19:00 | 43754.7917 | 0
2019-10-16 20:00 | 43754.8333 | 0
2019-10-16 21:00 | 43754.875 | 0
2019-10-16 22:00 | 43754.9167 | 0
2019-10-16 23:00 | 43754.9583 | 0
2019-10-17 | 43755 | 0
2019-10-17 01:00 | 43755.0417 | 0
2019-10-17 02:00 | 43755.0833 | 0
2019-10-17 03:00 | 43755.125 | 0
2019-10-17 04:00 | 43755.1667 | 0
2019-10-17 05:00 | 43755.2083 | 0
2019-10-17 06:00 | 43755.25 | 0
2019-10-17 07:00 | 43755.2917 | 0
2019-10-17 08:00 | 43755.3333 | 0
2019-10-17 09:00 | 43755.375 | 0
2019-10-17 10:00 | 43755.4167 | 0
2019-10-17 11:00 | 43755.4583 | 0
2019-10-17 12:00 | 43755.5 | 0
2019-10-17 13:00 | 43755.5417 | 0
2019-10-17 14:00 | 43755.5833 | 0
2019-10-17 15:00 | 43755.625 | 0
2019-10-17 16:00 | 43755.6667 | 0
2019-10-17 17:00 | 43755.7083 | 0
2019-10-17 18:00 | 43755.75 | 0
2019-10-17 19:00 | 43755.7917 | 0
2019-10-17 20:00 | 43755.8333 | 0
2019-10-17 21:00 | 43755.875 | 0
2019-10-17 22:00 | 43755.9167 | 0
2019-10-17 23:00 | 43755.9583 | 0
2019-10-18 | 43756 | 0
2019-10-18 01:00 | 43756.0417 | 0
2019-10-18 02:00 | 43756.0833 | 0
2019-10-18 03:00 | 43756.125 | 0
2019-10-18 04:00 | 43756.1667 | 0
2019-10-18 05:00 | 43756.2083 | 0
2019-10-18 06:00 | 43756.25 | 0
2019-10-18 07:00 | 43756.2917 | 0
2019-10-18 08:00 | 43756.3333 | 0
2019-10-18 09:00 | 43756.375 | 892.8
2019-10-18 10:00 | 43756.4167 | 1314
2019-10-18 11:00 | 43756.4583 | 1551.6
2019-10-18 12:00 | 43756.5 | 1645.2
2019-10-18 13:00 | 43756.5417 | 1594.8
2019-10-18 14:00 | 43756.5833 | 1566
2019-10-18 15:00 | 43756.625 | 1389.6
2019-10-18 16:00 | 43756.6667 | 1303.2
2019-10-18 17:00 | 43756.7083 | 1072.8
2019-10-18 18:00 | 43756.75 | 622.8
2019-10-18 19:00 | 43756.7917 | 0
2019-10-18 20:00 | 43756.8333 | 0
2019-10-18 21:00 | 43756.875 | 0
2019-10-18 22:00 | 43756.9167 | 0
2019-10-18 23:00 | 43756.9583 | 0
2019-10-19 | 43757 | 0
2019-10-19 01:00 | 43757.0417 | 0
2019-10-19 02:00 | 43757.0833 | 0
2019-10-19 03:00 | 43757.125 | 0
2019-10-19 04:00 | 43757.1667 | 0
2019-10-19 05:00 | 43757.2083 | 0
2019-10-19 06:00 | 43757.25 | 0
2019-10-19 07:00 | 43757.2917 | 0
2019-10-19 08:00 | 43757.3333 | 0
2019-10-19 09:00 | 43757.375 | 172.8
2019-10-19 10:00 | 43757.4167 | 532.8
2019-10-19 11:00 | 43757.4583 | 410.4
2019-10-19 12:00 | 43757.5 | 486
2019-10-19 13:00 | 43757.5417 | 507.6
2019-10-19 14:00 | 43757.5833 | 504
2019-10-19 15:00 | 43757.625 | 435.6
2019-10-19 16:00 | 43757.6667 | 381.6
2019-10-19 17:00 | 43757.7083 | 496.8
2019-10-19 18:00 | 43757.75 | 262.8
2019-10-19 19:00 | 43757.7917 | 0
2019-10-19 20:00 | 43757.8333 | 0
2019-10-19 21:00 | 43757.875 | 0
2019-10-19 22:00 | 43757.9167 | 0
2019-10-19 23:00 | 43757.9583 | 0
2019-10-20 | 43758 | 0
2019-10-20 01:00 | 43758.0417 | 0
2019-10-20 02:00 | 43758.0833 | 0
2019-10-20 03:00 | 43758.125 | 0
2019-10-20 04:00 | 43758.1667 | 0
2019-10-20 05:00 | 43758.2083 | 0
2019-10-20 06:00 | 43758.25 | 0
2019-10-20 07:00 | 43758.2917 | 0
2019-10-20 08:00 | 43758.3333 | 0
2019-10-20 09:00 | 43758.375 | 0
2019-10-20 10:00 | 43758.4167 | 21.6
2019-10-20 11:00 | 43758.4583 | 72
2019-10-20 12:00 | 43758.5 | 50.4
2019-10-20 13:00 | 43758.5417 | 97.2
2019-10-20 14:00 | 43758.5833 | 79.2
2019-10-20 15:00 | 43758.625 | 32.4
2019-10-20 16:00 | 43758.6667 | 21.6
2019-10-20 17:00 | 43758.7083 | 0
2019-10-20 18:00 | 43758.75 | 0
2019-10-20 19:00 | 43758.7917 | 0
2019-10-20 20:00 | 43758.8333 | 0
2019-10-20 21:00 | 43758.875 | 0
2019-10-20 22:00 | 43758.9167 | 0
2019-10-20 23:00 | 43758.9583 | 0
2019-10-21 | 43759 | 0
2019-10-21 01:00 | 43759.0417 | 0
2019-10-21 02:00 | 43759.0833 | 0
2019-10-21 03:00 | 43759.125 | 0
2019-10-21 04:00 | 43759.1667 | 0
2019-10-21 05:00 | 43759.2083 | 0
2019-10-21 06:00 | 43759.25 | 0
2019-10-21 07:00 | 43759.2917 | 0
2019-10-21 08:00 | 43759.3333 | 0
2019-10-21 09:00 | 43759.375 | 273.6
2019-10-21 10:00 | 43759.4167 | 493.2
2019-10-21 11:00 | 43759.4583 | 662.4
2019-10-21 12:00 | 43759.5 | 630
2019-10-21 13:00 | 43759.5417 | 1072.8
2019-10-21 14:00 | 43759.5833 | 734.4
2019-10-21 15:00 | 43759.625 | 619.2
2019-10-21 16:00 | 43759.6667 | 608.4
2019-10-21 17:00 | 43759.7083 | 536.4
2019-10-21 18:00 | 43759.75 | 363.6
2019-10-21 19:00 | 43759.7917 | 0
2019-10-21 20:00 | 43759.8333 | 0
2019-10-21 21:00 | 43759.875 | 0
2019-10-21 22:00 | 43759.9167 | 0
2019-10-21 23:00 | 43759.9583 | 0
2019-10-22 | 43760 | 0
2019-10-22 01:00 | 43760.0417 | 0
2019-10-22 02:00 | 43760.0833 | 0
2019-10-22 03:00 | 43760.125 | 0
2019-10-22 04:00 | 43760.1667 | 0
2019-10-22 05:00 | 43760.2083 | 0
2019-10-22 06:00 | 43760.25 | 0
2019-10-22 07:00 | 43760.2917 | 0
2019-10-22 08:00 | 43760.3333 | 0
2019-10-22 09:00 | 43760.375 | 932.4
2019-10-22 10:00 | 43760.4167 | 1508.4
2019-10-22 11:00 | 43760.4583 | 2509.2
2019-10-22 12:00 | 43760.5 | 2714.4
2019-10-22 13:00 | 43760.5417 | 1972.8
2019-10-22 14:00 | 43760.5833 | 1263.6
2019-10-22 15:00 | 43760.625 | 446.4
2019-10-22 16:00 | 43760.6667 | 568.8
2019-10-22 17:00 | 43760.7083 | 1418.4
2019-10-22 18:00 | 43760.75 | 892.8
2019-10-22 19:00 | 43760.7917 | 0
2019-10-22 20:00 | 43760.8333 | 0
2019-10-22 21:00 | 43760.875 | 0
2019-10-22 22:00 | 43760.9167 | 0
2019-10-22 23:00 | 43760.9583 | 0
2019-10-23 | 43761 | 0
2019-10-23 01:00 | 43761.0417 | 0
2019-10-23 02:00 | 43761.0833 | 0
2019-10-23 03:00 | 43761.125 | 0
2019-10-23 04:00 | 43761.1667 | 0
2019-10-23 05:00 | 43761.2083 | 0
2019-10-23 06:00 | 43761.25 | 0
2019-10-23 07:00 | 43761.2917 | 0
2019-10-23 08:00 | 43761.3333 | 0
2019-10-23 09:00 | 43761.375 | 36
2019-10-23 10:00 | 43761.4167 | 61.2
2019-10-23 11:00 | 43761.4583 | 115.2
2019-10-23 12:00 | 43761.5 | 100.8
2019-10-23 13:00 | 43761.5417 | 75.6
2019-10-23 14:00 | 43761.5833 | 115.2
2019-10-23 15:00 | 43761.625 | 90
2019-10-23 16:00 | 43761.6667 | 46.8
2019-10-23 17:00 | 43761.7083 | 18
2019-10-23 18:00 | 43761.75 | 0
2019-10-23 19:00 | 43761.7917 | 0
2019-10-23 20:00 | 43761.8333 | 0
2019-10-23 21:00 | 43761.875 | 0
2019-10-23 22:00 | 43761.9167 | 0
2019-10-23 23:00 | 43761.9583 | 0
2019-10-24 | 43762 | 0
2019-10-24 01:00 | 43762.0417 | 0
2019-10-24 02:00 | 43762.0833 | 0
2019-10-24 03:00 | 43762.125 | 0
2019-10-24 04:00 | 43762.1667 | 0
2019-10-24 05:00 | 43762.2083 | 0
2019-10-24 06:00 | 43762.25 | 0
2019-10-24 07:00 | 43762.2917 | 0
2019-10-24 08:00 | 43762.3333 | 0
2019-10-24 09:00 | 43762.375 | 468
2019-10-24 10:00 | 43762.4167 | 910.8
2019-10-24 11:00 | 43762.4583 | 1206
2019-10-24 12:00 | 43762.5 | 1080
2019-10-24 13:00 | 43762.5417 | 648
2019-10-24 14:00 | 43762.5833 | 637.2
2019-10-24 15:00 | 43762.625 | 637.2
2019-10-24 16:00 | 43762.6667 | 568.8
2019-10-24 17:00 | 43762.7083 | 975.6
2019-10-24 18:00 | 43762.75 | 367.2
2019-10-24 19:00 | 43762.7917 | 0
2019-10-24 20:00 | 43762.8333 | 0
2019-10-24 21:00 | 43762.875 | 0
2019-10-24 22:00 | 43762.9167 | 0
2019-10-24 23:00 | 43762.9583 | 0
2019-10-25 | 43763 | 0
2019-10-25 01:00 | 43763.0417 | 0
2019-10-25 02:00 | 43763.0833 | 0
2019-10-25 03:00 | 43763.125 | 0
2019-10-25 04:00 | 43763.1667 | 0
2019-10-25 05:00 | 43763.2083 | 0
2019-10-25 06:00 | 43763.25 | 0
2019-10-25 07:00 | 43763.2917 | 0
2019-10-25 08:00 | 43763.3333 | 0
2019-10-25 09:00 | 43763.375 | 1184.4
2019-10-25 10:00 | 43763.4167 | 2073.6
2019-10-25 11:00 | 43763.4583 | 2566.8
2019-10-25 12:00 | 43763.5 | 2851.2
2019-10-25 13:00 | 43763.5417 | 2865.6
2019-10-25 14:00 | 43763.5833 | 2916
2019-10-25 15:00 | 43763.625 | 2980.8
2019-10-25 16:00 | 43763.6667 | 2851.2
2019-10-25 17:00 | 43763.7083 | 2448
2019-10-25 18:00 | 43763.75 | 1612.8
2019-10-25 19:00 | 43763.7917 | 0
2019-10-25 20:00 | 43763.8333 | 0
2019-10-25 21:00 | 43763.875 | 0
2019-10-25 22:00 | 43763.9167 | 0
2019-10-25 23:00 | 43763.9583 | 0
2019-10-26 | 43764 | 0
2019-10-26 01:00 | 43764.0417 | 0
2019-10-26 02:00 | 43764.0833 | 0
2019-10-26 03:00 | 43764.125 | 0
2019-10-26 04:00 | 43764.1667 | 0
2019-10-26 05:00 | 43764.2083 | 0
2019-10-26 06:00 | 43764.25 | 0
2019-10-26 07:00 | 43764.2917 | 0
2019-10-26 08:00 | 43764.3333 | 0
2019-10-26 09:00 | 43764.375 | 1231.2
2019-10-26 10:00 | 43764.4167 | 2293.2
2019-10-26 11:00 | 43764.4583 | 2682
2019-10-26 12:00 | 43764.5 | 2901.6
2019-10-26 13:00 | 43764.5417 | 3081.6
2019-10-26 14:00 | 43764.5833 | 3049.2
2019-10-26 15:00 | 43764.625 | 2955.6
2019-10-26 16:00 | 43764.6667 | 2901.6
2019-10-26 17:00 | 43764.7083 | 2520
2019-10-26 18:00 | 43764.75 | 1576.8
2019-10-26 19:00 | 43764.7917 | 0
2019-10-26 20:00 | 43764.8333 | 0
2019-10-26 21:00 | 43764.875 | 0
2019-10-26 22:00 | 43764.9167 | 0
2019-10-26 23:00 | 43764.9583 | 0
2019-10-27 | 43765 | 0
2019-10-27 01:00 | 43765.0417 | 0
2019-10-27 02:00 | 43765.0833 | 0
2019-10-27 03:00 | 43765.125 | 0
2019-10-27 04:00 | 43765.1667 | 0
2019-10-27 05:00 | 43765.2083 | 0
2019-10-27 06:00 | 43765.25 | 0
2019-10-27 07:00 | 43765.2917 | 0
2019-10-27 08:00 | 43765.3333 | 0
2019-10-27 09:00 | 43765.375 | 1292.4
2019-10-27 10:00 | 43765.4167 | 1699.2
2019-10-27 11:00 | 43765.4583 | 2808
2019-10-27 12:00 | 43765.5 | 2602.8
2019-10-27 13:00 | 43765.5417 | 1159.2
2019-10-27 14:00 | 43765.5833 | 0
2019-10-27 15:00 | 43765.625 | 0
2019-10-27 16:00 | 43765.6667 | 0
2019-10-27 17:00 | 43765.7083 | 0
2019-10-27 18:00 | 43765.75 | 0
2019-10-27 19:00 | 43765.7917 | 0
2019-10-27 20:00 | 43765.8333 | 0
2019-10-27 21:00 | 43765.875 | 0
2019-10-27 22:00 | 43765.9167 | 0
2019-10-27 23:00 | 43765.9583 | 0
2019-10-28 | 43766 | 0
2019-10-28 01:00 | 43766.0417 | 0
2019-10-28 02:00 | 43766.0833 | 0
2019-10-28 03:00 | 43766.125 | 0
2019-10-28 04:00 | 43766.1667 | 0
2019-10-28 05:00 | 43766.2083 | 0
2019-10-28 06:00 | 43766.25 | 0
2019-10-28 07:00 | 43766.2917 | 0
2019-10-28 08:00 | 43766.3333 | 0
2019-10-28 09:00 | 43766.375 | 219.6
2019-10-28 10:00 | 43766.4167 | 417.6
2019-10-28 11:00 | 43766.4583 | 586.8
2019-10-28 12:00 | 43766.5 | 496.8
2019-10-28 13:00 | 43766.5417 | 486
2019-10-28 14:00 | 43766.5833 | 424.8
2019-10-28 15:00 | 43766.625 | 406.8
2019-10-28 16:00 | 43766.6667 | 453.6
2019-10-28 17:00 | 43766.7083 | 370.8
2019-10-28 18:00 | 43766.75 | 252
2019-10-28 19:00 | 43766.7917 | 0
2019-10-28 20:00 | 43766.8333 | 0
2019-10-28 21:00 | 43766.875 | 0
2019-10-28 22:00 | 43766.9167 | 0
2019-10-28 23:00 | 43766.9583 | 0
2019-10-29 | 43767 | 0
2019-10-29 01:00 | 43767.0417 | 0
2019-10-29 02:00 | 43767.0833 | 0
2019-10-29 03:00 | 43767.125 | 0
2019-10-29 04:00 | 43767.1667 | 0
2019-10-29 05:00 | 43767.2083 | 0
2019-10-29 06:00 | 43767.25 | 0
2019-10-29 07:00 | 43767.2917 | 0
2019-10-29 08:00 | 43767.3333 | 0
2019-10-29 09:00 | 43767.375 | 1119.6
2019-10-29 10:00 | 43767.4167 | 2145.6
2019-10-29 11:00 | 43767.4583 | 2818.8
2019-10-29 12:00 | 43767.5 | 2980.8
2019-10-29 13:00 | 43767.5417 | 3106.8
2019-10-29 14:00 | 43767.5833 | 3085.2
2019-10-29 15:00 | 43767.625 | 2980.8
2019-10-29 16:00 | 43767.6667 | 2811.6
2019-10-29 17:00 | 43767.7083 | 2264.4
2019-10-29 18:00 | 43767.75 | 1400.4
2019-10-29 19:00 | 43767.7917 | 0
2019-10-29 20:00 | 43767.8333 | 0
2019-10-29 21:00 | 43767.875 | 0
2019-10-29 22:00 | 43767.9167 | 0
2019-10-29 23:00 | 43767.9583 | 0
2019-10-30 | 43768 | 0
2019-10-30 01:00 | 43768.0417 | 0
2019-10-30 02:00 | 43768.0833 | 0
2019-10-30 03:00 | 43768.125 | 0
2019-10-30 04:00 | 43768.1667 | 0
2019-10-30 05:00 | 43768.2083 | 0
2019-10-30 06:00 | 43768.25 | 0
2019-10-30 07:00 | 43768.2917 | 0
2019-10-30 08:00 | 43768.3333 | 0
2019-10-30 09:00 | 43768.375 | 856.8
2019-10-30 10:00 | 43768.4167 | 1965.6
2019-10-30 11:00 | 43768.4583 | 2667.6
2019-10-30 12:00 | 43768.5 | 2818.8
2019-10-30 13:00 | 43768.5417 | 3013.2
2019-10-30 14:00 | 43768.5833 | 3045.6
2019-10-30 15:00 | 43768.625 | 2941.2
2019-10-30 16:00 | 43768.6667 | 2869.2
2019-10-30 17:00 | 43768.7083 | 2494.8
2019-10-30 18:00 | 43768.75 | 1609.2
2019-10-30 19:00 | 43768.7917 | 0
2019-10-30 20:00 | 43768.8333 | 0
2019-10-30 21:00 | 43768.875 | 0
2019-10-30 22:00 | 43768.9167 | 0
2019-10-30 23:00 | 43768.9583 | 0
2019-10-31 | 43769 | 0
2019-10-31 01:00 | 43769.0417 | 0
2019-10-31 02:00 | 43769.0833 | 0
2019-10-31 03:00 | 43769.125 | 0
2019-10-31 04:00 | 43769.1667 | 0
2019-10-31 05:00 | 43769.2083 | 0
2019-10-31 06:00 | 43769.25 | 0
2019-10-31 07:00 | 43769.2917 | 0
2019-10-31 08:00 | 43769.3333 | 0
2019-10-31 09:00 | 43769.375 | 0
2019-10-31 10:00 | 43769.4167 | 432
2019-10-31 11:00 | 43769.4583 | 1522.8
2019-10-31 12:00 | 43769.5 | 756
2019-10-31 13:00 | 43769.5417 | 712.8
2019-10-31 14:00 | 43769.5833 | 1602
2019-10-31 15:00 | 43769.625 | 32.4
2019-10-31 16:00 | 43769.6667 | 0
2019-10-31 17:00 | 43769.7083 | 93.6
2019-10-31 18:00 | 43769.75 | 601.2
2019-10-31 19:00 | 43769.7917 | 0
2019-10-31 20:00 | 43769.8333 | 0
2019-10-31 21:00 | 43769.875 | 0
2019-10-31 22:00 | 43769.9167 | 0
2019-10-31 23:00 | 43769.9583 | 0
2019-11-01 | 43770 | 0
2019-11-01 01:00 | 43770.0417 | 0
2019-11-01 02:00 | 43770.0833 | 0
2019-11-01 03:00 | 43770.125 | 0
2019-11-01 04:00 | 43770.1667 | 0
2019-11-01 05:00 | 43770.2083 | 0
2019-11-01 06:00 | 43770.25 | 0
2019-11-01 07:00 | 43770.2917 | 0
2019-11-01 08:00 | 43770.3333 | 0
2019-11-01 09:00 | 43770.375 | 0
2019-11-01 10:00 | 43770.4167 | 277.2
2019-11-01 11:00 | 43770.4583 | 1288.8
2019-11-01 12:00 | 43770.5 | 547.2
2019-11-01 13:00 | 43770.5417 | 475.2
2019-11-01 14:00 | 43770.5833 | 1152
2019-11-01 15:00 | 43770.625 | 176.4
2019-11-01 16:00 | 43770.6667 | 0
2019-11-01 17:00 | 43770.7083 | 1605.6
2019-11-01 18:00 | 43770.75 | 0
2019-11-01 19:00 | 43770.7917 | 0
2019-11-01 20:00 | 43770.8333 | 0
2019-11-01 21:00 | 43770.875 | 0
2019-11-01 22:00 | 43770.9167 | 0
2019-11-01 23:00 | 43770.9583 | 0
2019-11-02 | 43771 | 0
2019-11-02 01:00 | 43771.0417 | 0
2019-11-02 02:00 | 43771.0833 | 0
2019-11-02 03:00 | 43771.125 | 0
2019-11-02 04:00 | 43771.1667 | 0
2019-11-02 05:00 | 43771.2083 | 0
2019-11-02 06:00 | 43771.25 | 0
2019-11-02 07:00 | 43771.2917 | 0
2019-11-02 08:00 | 43771.3333 | 0
2019-11-02 09:00 | 43771.375 | 0
2019-11-02 10:00 | 43771.4167 | 1702.8
2019-11-02 11:00 | 43771.4583 | 1962
2019-11-02 12:00 | 43771.5 | 1026
2019-11-02 13:00 | 43771.5417 | 1209.6
2019-11-02 14:00 | 43771.5833 | 2595.6
2019-11-02 15:00 | 43771.625 | 1587.6
2019-11-02 16:00 | 43771.6667 | 424.8
2019-11-02 17:00 | 43771.7083 | 3.6
2019-11-02 18:00 | 43771.75 | 316.8
2019-11-02 19:00 | 43771.7917 | 0
2019-11-02 20:00 | 43771.8333 | 0
2019-11-02 21:00 | 43771.875 | 0
2019-11-02 22:00 | 43771.9167 | 0
2019-11-02 23:00 | 43771.9583 | 0
2019-11-03 | 43772 | 0
2019-11-03 01:00 | 43772.0417 | 0
2019-11-03 02:00 | 43772.0833 | 0
2019-11-03 03:00 | 43772.125 | 0
2019-11-03 04:00 | 43772.1667 | 0
2019-11-03 05:00 | 43772.2083 | 0
2019-11-03 06:00 | 43772.25 | 0
2019-11-03 07:00 | 43772.2917 | 0
2019-11-03 08:00 | 43772.3333 | 0
2019-11-03 09:00 | 43772.375 | 0
2019-11-03 10:00 | 43772.4167 | 1389.6
2019-11-03 11:00 | 43772.4583 | 2649.6
2019-11-03 12:00 | 43772.5 | 2890.8
2019-11-03 13:00 | 43772.5417 | 3049.2
2019-11-03 14:00 | 43772.5833 | 2876.4
2019-11-03 15:00 | 43772.625 | 2840.4
2019-11-03 16:00 | 43772.6667 | 2592
2019-11-03 17:00 | 43772.7083 | 2228.4
2019-11-03 18:00 | 43772.75 | 1224
2019-11-03 19:00 | 43772.7917 | 0
2019-11-03 20:00 | 43772.8333 | 0
2019-11-03 21:00 | 43772.875 | 0
2019-11-03 22:00 | 43772.9167 | 0
2019-11-03 23:00 | 43772.9583 | 0
2019-11-04 | 43773 | 0
2019-11-04 01:00 | 43773.0417 | 0
2019-11-04 02:00 | 43773.0833 | 0
2019-11-04 03:00 | 43773.125 | 0
2019-11-04 04:00 | 43773.1667 | 0
2019-11-04 05:00 | 43773.2083 | 0
2019-11-04 06:00 | 43773.25 | 0
2019-11-04 07:00 | 43773.2917 | 0
2019-11-04 08:00 | 43773.3333 | 0
2019-11-04 09:00 | 43773.375 | 0
2019-11-04 10:00 | 43773.4167 | 0
2019-11-04 11:00 | 43773.4583 | 0
2019-11-04 12:00 | 43773.5 | 0
2019-11-04 13:00 | 43773.5417 | 0
2019-11-04 14:00 | 43773.5833 | 572.4
2019-11-04 15:00 | 43773.625 | 421.2
2019-11-04 16:00 | 43773.6667 | 417.6
2019-11-04 17:00 | 43773.7083 | 367.2
2019-11-04 18:00 | 43773.75 | 205.2
2019-11-04 19:00 | 43773.7917 | 0
2019-11-04 20:00 | 43773.8333 | 0
2019-11-04 21:00 | 43773.875 | 0
2019-11-04 22:00 | 43773.9167 | 0
2019-11-04 23:00 | 43773.9583 | 0
2019-11-05 | 43774 | 0
2019-11-05 01:00 | 43774.0417 | 0
2019-11-05 02:00 | 43774.0833 | 0
2019-11-05 03:00 | 43774.125 | 0
2019-11-05 04:00 | 43774.1667 | 0
2019-11-05 05:00 | 43774.2083 | 0
2019-11-05 06:00 | 43774.25 | 0
2019-11-05 07:00 | 43774.2917 | 0
2019-11-05 08:00 | 43774.3333 | 0
2019-11-05 09:00 | 43774.375 | 0
2019-11-05 10:00 | 43774.4167 | 0
2019-11-05 11:00 | 43774.4583 | 0
2019-11-05 12:00 | 43774.5 | 0
2019-11-05 13:00 | 43774.5417 | 0
2019-11-05 14:00 | 43774.5833 | 0
2019-11-05 15:00 | 43774.625 | 0
2019-11-05 16:00 | 43774.6667 | 0
2019-11-05 17:00 | 43774.7083 | 0
2019-11-05 18:00 | 43774.75 | 0
2019-11-05 19:00 | 43774.7917 | 0
2019-11-05 20:00 | 43774.8333 | 0
2019-11-05 21:00 | 43774.875 | 0
2019-11-05 22:00 | 43774.9167 | 0
2019-11-05 23:00 | 43774.9583 | 0
2019-11-06 | 43775 | 0
2019-11-06 01:00 | 43775.0417 | 0
2019-11-06 02:00 | 43775.0833 | 0
2019-11-06 03:00 | 43775.125 | 0
2019-11-06 04:00 | 43775.1667 | 0
2019-11-06 05:00 | 43775.2083 | 0
2019-11-06 06:00 | 43775.25 | 0
2019-11-06 07:00 | 43775.2917 | 0
2019-11-06 08:00 | 43775.3333 | 0
2019-11-06 09:00 | 43775.375 | 0
2019-11-06 10:00 | 43775.4167 | 756
2019-11-06 11:00 | 43775.4583 | 1278
2019-11-06 12:00 | 43775.5 | 1821.6
2019-11-06 13:00 | 43775.5417 | 2156.4
2019-11-06 14:00 | 43775.5833 | 2451.6
2019-11-06 15:00 | 43775.625 | 2512.8
2019-11-06 16:00 | 43775.6667 | 2761.2
2019-11-06 17:00 | 43775.7083 | 2145.6
2019-11-06 18:00 | 43775.75 | 1328.4
2019-11-06 19:00 | 43775.7917 | 0
2019-11-06 20:00 | 43775.8333 | 0
2019-11-06 21:00 | 43775.875 | 0
2019-11-06 22:00 | 43775.9167 | 0
2019-11-06 23:00 | 43775.9583 | 0
2019-11-07 | 43776 | 0
2019-11-07 01:00 | 43776.0417 | 0
2019-11-07 02:00 | 43776.0833 | 0
2019-11-07 03:00 | 43776.125 | 0
2019-11-07 04:00 | 43776.1667 | 0
2019-11-07 05:00 | 43776.2083 | 0
2019-11-07 06:00 | 43776.25 | 0
2019-11-07 07:00 | 43776.2917 | 0
2019-11-07 08:00 | 43776.3333 | 0
2019-11-07 09:00 | 43776.375 | 0
2019-11-07 10:00 | 43776.4167 | 723.6
2019-11-07 11:00 | 43776.4583 | 1090.8
2019-11-07 12:00 | 43776.5 | 1249.2
2019-11-07 13:00 | 43776.5417 | 1742.4
2019-11-07 14:00 | 43776.5833 | 2376
2019-11-07 15:00 | 43776.625 | 2617.2
2019-11-07 16:00 | 43776.6667 | 2026.8
2019-11-07 17:00 | 43776.7083 | 1519.2
2019-11-07 18:00 | 43776.75 | 932.4
2019-11-07 19:00 | 43776.7917 | 0
2019-11-07 20:00 | 43776.8333 | 0
2019-11-07 21:00 | 43776.875 | 0
2019-11-07 22:00 | 43776.9167 | 0
2019-11-07 23:00 | 43776.9583 | 0
2019-11-08 | 43777 | 0
2019-11-08 01:00 | 43777.0417 | 0
2019-11-08 02:00 | 43777.0833 | 0
2019-11-08 03:00 | 43777.125 | 0
2019-11-08 04:00 | 43777.1667 | 0
2019-11-08 05:00 | 43777.2083 | 0
2019-11-08 06:00 | 43777.25 | 0
2019-11-08 07:00 | 43777.2917 | 0
2019-11-08 08:00 | 43777.3333 | 0
2019-11-08 09:00 | 43777.375 | 0
2019-11-08 10:00 | 43777.4167 | 0
2019-11-08 11:00 | 43777.4583 | 0
2019-11-08 12:00 | 43777.5 | 36
2019-11-08 13:00 | 43777.5417 | 446.4
2019-11-08 14:00 | 43777.5833 | 990
2019-11-08 15:00 | 43777.625 | 223.2
2019-11-08 16:00 | 43777.6667 | 399.6
2019-11-08 17:00 | 43777.7083 | 1022.4
2019-11-08 18:00 | 43777.75 | 979.2
2019-11-08 19:00 | 43777.7917 | 0
2019-11-08 20:00 | 43777.8333 | 0
2019-11-08 21:00 | 43777.875 | 0
2019-11-08 22:00 | 43777.9167 | 0
2019-11-08 23:00 | 43777.9583 | 0
2019-11-09 | 43778 | 0
2019-11-09 01:00 | 43778.0417 | 0
2019-11-09 02:00 | 43778.0833 | 0
2019-11-09 03:00 | 43778.125 | 0
2019-11-09 04:00 | 43778.1667 | 0
2019-11-09 05:00 | 43778.2083 | 0
2019-11-09 06:00 | 43778.25 | 0
2019-11-09 07:00 | 43778.2917 | 0
2019-11-09 08:00 | 43778.3333 | 0
2019-11-09 09:00 | 43778.375 | 0
2019-11-09 10:00 | 43778.4167 | 93.6
2019-11-09 11:00 | 43778.4583 | 471.6
2019-11-09 12:00 | 43778.5 | 1076.4
2019-11-09 13:00 | 43778.5417 | 1137.6
2019-11-09 14:00 | 43778.5833 | 345.6
2019-11-09 15:00 | 43778.625 | 637.2
2019-11-09 16:00 | 43778.6667 | 194.4
2019-11-09 17:00 | 43778.7083 | 194.4
2019-11-09 18:00 | 43778.75 | 0
2019-11-09 19:00 | 43778.7917 | 0
2019-11-09 20:00 | 43778.8333 | 0
2019-11-09 21:00 | 43778.875 | 0
2019-11-09 22:00 | 43778.9167 | 0
2019-11-09 23:00 | 43778.9583 | 0
2019-11-10 | 43779 | 0
2019-11-10 01:00 | 43779.0417 | 0
2019-11-10 02:00 | 43779.0833 | 0
2019-11-10 03:00 | 43779.125 | 0
2019-11-10 04:00 | 43779.1667 | 0
2019-11-10 05:00 | 43779.2083 | 0
2019-11-10 06:00 | 43779.25 | 0
2019-11-10 07:00 | 43779.2917 | 0
2019-11-10 08:00 | 43779.3333 | 0
2019-11-10 09:00 | 43779.375 | 0
2019-11-10 10:00 | 43779.4167 | 1033.2
2019-11-10 11:00 | 43779.4583 | 2156.4
2019-11-10 12:00 | 43779.5 | 1087.2
2019-11-10 13:00 | 43779.5417 | 1252.8
2019-11-10 14:00 | 43779.5833 | 1998
2019-11-10 15:00 | 43779.625 | 2210.4
2019-11-10 16:00 | 43779.6667 | 1562.4
2019-11-10 17:00 | 43779.7083 | 774
2019-11-10 18:00 | 43779.75 | 0
2019-11-10 19:00 | 43779.7917 | 0
2019-11-10 20:00 | 43779.8333 | 0
2019-11-10 21:00 | 43779.875 | 0
2019-11-10 22:00 | 43779.9167 | 0
2019-11-10 23:00 | 43779.9583 | 0
2019-11-11 | 43780 | 0
2019-11-11 01:00 | 43780.0417 | 0
2019-11-11 02:00 | 43780.0833 | 0
2019-11-11 03:00 | 43780.125 | 0
2019-11-11 04:00 | 43780.1667 | 0
2019-11-11 05:00 | 43780.2083 | 0
2019-11-11 06:00 | 43780.25 | 0
2019-11-11 07:00 | 43780.2917 | 0
2019-11-11 08:00 | 43780.3333 | 0
2019-11-11 09:00 | 43780.375 | 0
2019-11-11 10:00 | 43780.4167 | 295.2
2019-11-11 11:00 | 43780.4583 | 1162.8
2019-11-11 12:00 | 43780.5 | 1620
2019-11-11 13:00 | 43780.5417 | 1616.4
2019-11-11 14:00 | 43780.5833 | 1062
2019-11-11 15:00 | 43780.625 | 615.6
2019-11-11 16:00 | 43780.6667 | 550.8
2019-11-11 17:00 | 43780.7083 | 133.2
2019-11-11 18:00 | 43780.75 | 0
2019-11-11 19:00 | 43780.7917 | 0
2019-11-11 20:00 | 43780.8333 | 0
2019-11-11 21:00 | 43780.875 | 0
2019-11-11 22:00 | 43780.9167 | 0
2019-11-11 23:00 | 43780.9583 | 0
2019-11-12 | 43781 | 0
2019-11-12 01:00 | 43781.0417 | 0
2019-11-12 02:00 | 43781.0833 | 0
2019-11-12 03:00 | 43781.125 | 0
2019-11-12 04:00 | 43781.1667 | 0
2019-11-12 05:00 | 43781.2083 | 0
2019-11-12 06:00 | 43781.25 | 0
2019-11-12 07:00 | 43781.2917 | 0
2019-11-12 08:00 | 43781.3333 | 0
2019-11-12 09:00 | 43781.375 | 0
2019-11-12 10:00 | 43781.4167 | 79.2
2019-11-12 11:00 | 43781.4583 | 133.2
2019-11-12 12:00 | 43781.5 | 151.2
2019-11-12 13:00 | 43781.5417 | 205.2
2019-11-12 14:00 | 43781.5833 | 126
2019-11-12 15:00 | 43781.625 | 90
2019-11-12 16:00 | 43781.6667 | 28.8
2019-11-12 17:00 | 43781.7083 | 0
2019-11-12 18:00 | 43781.75 | 0
2019-11-12 19:00 | 43781.7917 | 0
2019-11-12 20:00 | 43781.8333 | 0
2019-11-12 21:00 | 43781.875 | 0
2019-11-12 22:00 | 43781.9167 | 0
2019-11-12 23:00 | 43781.9583 | 0
2019-11-13 | 43782 | 0
2019-11-13 01:00 | 43782.0417 | 0
2019-11-13 02:00 | 43782.0833 | 0
2019-11-13 03:00 | 43782.125 | 0
2019-11-13 04:00 | 43782.1667 | 0
2019-11-13 05:00 | 43782.2083 | 0
2019-11-13 06:00 | 43782.25 | 0
2019-11-13 07:00 | 43782.2917 | 0
2019-11-13 08:00 | 43782.3333 | 0
2019-11-13 09:00 | 43782.375 | 0
2019-11-13 10:00 | 43782.4167 | 0
2019-11-13 11:00 | 43782.4583 | 0
2019-11-13 12:00 | 43782.5 | 0
2019-11-13 13:00 | 43782.5417 | 0
2019-11-13 14:00 | 43782.5833 | 878.4
2019-11-13 15:00 | 43782.625 | 1008
2019-11-13 16:00 | 43782.6667 | 637.2
2019-11-13 17:00 | 43782.7083 | 662.4
2019-11-13 18:00 | 43782.75 | 0
2019-11-13 19:00 | 43782.7917 | 0
2019-11-13 20:00 | 43782.8333 | 0
2019-11-13 21:00 | 43782.875 | 0
2019-11-13 22:00 | 43782.9167 | 0
2019-11-13 23:00 | 43782.9583 | 0
2019-11-14 | 43783 | 0
2019-11-14 01:00 | 43783.0417 | 0
2019-11-14 02:00 | 43783.0833 | 0
2019-11-14 03:00 | 43783.125 | 0
2019-11-14 04:00 | 43783.1667 | 0
2019-11-14 05:00 | 43783.2083 | 0
2019-11-14 06:00 | 43783.25 | 0
2019-11-14 07:00 | 43783.2917 | 0
2019-11-14 08:00 | 43783.3333 | 0
2019-11-14 09:00 | 43783.375 | 0
2019-11-14 10:00 | 43783.4167 | 0
2019-11-14 11:00 | 43783.4583 | 0
2019-11-14 12:00 | 43783.5 | 0
2019-11-14 13:00 | 43783.5417 | 0
2019-11-14 14:00 | 43783.5833 | 1022.4
2019-11-14 15:00 | 43783.625 | 637.2
2019-11-14 16:00 | 43783.6667 | 1094.4
2019-11-14 17:00 | 43783.7083 | 1051.2
2019-11-14 18:00 | 43783.75 | 0
2019-11-14 19:00 | 43783.7917 | 0
2019-11-14 20:00 | 43783.8333 | 0
2019-11-14 21:00 | 43783.875 | 0
2019-11-14 22:00 | 43783.9167 | 0
2019-11-14 23:00 | 43783.9583 | 0
2019-11-15 | 43784 | 0
2019-11-15 01:00 | 43784.0417 | 0
2019-11-15 02:00 | 43784.0833 | 0
2019-11-15 03:00 | 43784.125 | 0
2019-11-15 04:00 | 43784.1667 | 0
2019-11-15 05:00 | 43784.2083 | 0
2019-11-15 06:00 | 43784.25 | 0
2019-11-15 07:00 | 43784.2917 | 0
2019-11-15 08:00 | 43784.3333 | 0
2019-11-15 09:00 | 43784.375 | 0
2019-11-15 10:00 | 43784.4167 | 0
2019-11-15 11:00 | 43784.4583 | 644.4
2019-11-15 12:00 | 43784.5 | 446.4
2019-11-15 13:00 | 43784.5417 | 586.8
2019-11-15 14:00 | 43784.5833 | 540
2019-11-15 15:00 | 43784.625 | 1072.8
2019-11-15 16:00 | 43784.6667 | 1317.6
2019-11-15 17:00 | 43784.7083 | 1047.6
2019-11-15 18:00 | 43784.75 | 0
2019-11-15 19:00 | 43784.7917 | 0
2019-11-15 20:00 | 43784.8333 | 0
2019-11-15 21:00 | 43784.875 | 0
2019-11-15 22:00 | 43784.9167 | 0
2019-11-15 23:00 | 43784.9583 | 0
2019-11-16 | 43785 | 0
2019-11-16 01:00 | 43785.0417 | 0
2019-11-16 02:00 | 43785.0833 | 0
2019-11-16 03:00 | 43785.125 | 0
2019-11-16 04:00 | 43785.1667 | 0
2019-11-16 05:00 | 43785.2083 | 0
2019-11-16 06:00 | 43785.25 | 0
2019-11-16 07:00 | 43785.2917 | 0
2019-11-16 08:00 | 43785.3333 | 0
2019-11-16 09:00 | 43785.375 | 0
2019-11-16 10:00 | 43785.4167 | 0
2019-11-16 11:00 | 43785.4583 | 0
2019-11-16 12:00 | 43785.5 | 0
2019-11-16 13:00 | 43785.5417 | 0
2019-11-16 14:00 | 43785.5833 | 734.4
2019-11-16 15:00 | 43785.625 | 414
2019-11-16 16:00 | 43785.6667 | 1792.8
2019-11-16 17:00 | 43785.7083 | 1166.4
2019-11-16 18:00 | 43785.75 | 0
2019-11-16 19:00 | 43785.7917 | 0
2019-11-16 20:00 | 43785.8333 | 0
2019-11-16 21:00 | 43785.875 | 0
2019-11-16 22:00 | 43785.9167 | 0
2019-11-16 23:00 | 43785.9583 | 0
2019-11-17 | 43786 | 0
2019-11-17 01:00 | 43786.0417 | 0
2019-11-17 02:00 | 43786.0833 | 0
2019-11-17 03:00 | 43786.125 | 0
2019-11-17 04:00 | 43786.1667 | 0
2019-11-17 05:00 | 43786.2083 | 0
2019-11-17 06:00 | 43786.25 | 0
2019-11-17 07:00 | 43786.2917 | 0
2019-11-17 08:00 | 43786.3333 | 0
2019-11-17 09:00 | 43786.375 | 0
2019-11-17 10:00 | 43786.4167 | 1328.4
2019-11-17 11:00 | 43786.4583 | 993.6
2019-11-17 12:00 | 43786.5 | 1072.8
2019-11-17 13:00 | 43786.5417 | 1065.6
2019-11-17 14:00 | 43786.5833 | 1591.2
2019-11-17 15:00 | 43786.625 | 1551.6
2019-11-17 16:00 | 43786.6667 | 2581.2
2019-11-17 17:00 | 43786.7083 | 1364.4
2019-11-17 18:00 | 43786.75 | 0
2019-11-17 19:00 | 43786.7917 | 0
2019-11-17 20:00 | 43786.8333 | 0
2019-11-17 21:00 | 43786.875 | 0
2019-11-17 22:00 | 43786.9167 | 0
2019-11-17 23:00 | 43786.9583 | 0
2019-11-18 | 43787 | 0
2019-11-18 01:00 | 43787.0417 | 0
2019-11-18 02:00 | 43787.0833 | 0
2019-11-18 03:00 | 43787.125 | 0
2019-11-18 04:00 | 43787.1667 | 0
2019-11-18 05:00 | 43787.2083 | 0
2019-11-18 06:00 | 43787.25 | 0
2019-11-18 07:00 | 43787.2917 | 0
2019-11-18 08:00 | 43787.3333 | 0
2019-11-18 09:00 | 43787.375 | 0
2019-11-18 10:00 | 43787.4167 | 126
2019-11-18 11:00 | 43787.4583 | 223.2
2019-11-18 12:00 | 43787.5 | 100.8
2019-11-18 13:00 | 43787.5417 | 324
2019-11-18 14:00 | 43787.5833 | 230.4
2019-11-18 15:00 | 43787.625 | 180
2019-11-18 16:00 | 43787.6667 | 28.8
2019-11-18 17:00 | 43787.7083 | 14.4
2019-11-18 18:00 | 43787.75 | 0
2019-11-18 19:00 | 43787.7917 | 0
2019-11-18 20:00 | 43787.8333 | 0
2019-11-18 21:00 | 43787.875 | 0
2019-11-18 22:00 | 43787.9167 | 0
2019-11-18 23:00 | 43787.9583 | 0
2019-11-19 | 43788 | 0
2019-11-19 01:00 | 43788.0417 | 0
2019-11-19 02:00 | 43788.0833 | 0
2019-11-19 03:00 | 43788.125 | 0
2019-11-19 04:00 | 43788.1667 | 0
2019-11-19 05:00 | 43788.2083 | 0
2019-11-19 06:00 | 43788.25 | 0
2019-11-19 07:00 | 43788.2917 | 0
2019-11-19 08:00 | 43788.3333 | 0
2019-11-19 09:00 | 43788.375 | 0
2019-11-19 10:00 | 43788.4167 | 158.4
2019-11-19 11:00 | 43788.4583 | 93.6
2019-11-19 12:00 | 43788.5 | 75.6
2019-11-19 13:00 | 43788.5417 | 46.8
2019-11-19 14:00 | 43788.5833 | 54
2019-11-19 15:00 | 43788.625 | 93.6
2019-11-19 16:00 | 43788.6667 | 50.4
2019-11-19 17:00 | 43788.7083 | 0
2019-11-19 18:00 | 43788.75 | 0
2019-11-19 19:00 | 43788.7917 | 0
2019-11-19 20:00 | 43788.8333 | 0
2019-11-19 21:00 | 43788.875 | 0
2019-11-19 22:00 | 43788.9167 | 0
2019-11-19 23:00 | 43788.9583 | 0
2019-11-20 | 43789 | 0
2019-11-20 01:00 | 43789.0417 | 0
2019-11-20 02:00 | 43789.0833 | 0
2019-11-20 03:00 | 43789.125 | 0
2019-11-20 04:00 | 43789.1667 | 0
2019-11-20 05:00 | 43789.2083 | 0
2019-11-20 06:00 | 43789.25 | 0
2019-11-20 07:00 | 43789.2917 | 0
2019-11-20 08:00 | 43789.3333 | 0
2019-11-20 09:00 | 43789.375 | 0
2019-11-20 10:00 | 43789.4167 | 338.4
2019-11-20 11:00 | 43789.4583 | 1638
2019-11-20 12:00 | 43789.5 | 1432.8
2019-11-20 13:00 | 43789.5417 | 1900.8
2019-11-20 14:00 | 43789.5833 | 2466
2019-11-20 15:00 | 43789.625 | 2145.6
2019-11-20 16:00 | 43789.6667 | 1274.4
2019-11-20 17:00 | 43789.7083 | 1047.6
2019-11-20 18:00 | 43789.75 | 0
2019-11-20 19:00 | 43789.7917 | 0
2019-11-20 20:00 | 43789.8333 | 0
2019-11-20 21:00 | 43789.875 | 0
2019-11-20 22:00 | 43789.9167 | 0
2019-11-20 23:00 | 43789.9583 | 0
2019-11-21 | 43790 | 0
2019-11-21 01:00 | 43790.0417 | 0
2019-11-21 02:00 | 43790.0833 | 0
2019-11-21 03:00 | 43790.125 | 0
2019-11-21 04:00 | 43790.1667 | 0
2019-11-21 05:00 | 43790.2083 | 0
2019-11-21 06:00 | 43790.25 | 0
2019-11-21 07:00 | 43790.2917 | 0
2019-11-21 08:00 | 43790.3333 | 0
2019-11-21 09:00 | 43790.375 | 0
2019-11-21 10:00 | 43790.4167 | 216
2019-11-21 11:00 | 43790.4583 | 342
2019-11-21 12:00 | 43790.5 | 450
2019-11-21 13:00 | 43790.5417 | 604.8
2019-11-21 14:00 | 43790.5833 | 446.4
2019-11-21 15:00 | 43790.625 | 309.6
2019-11-21 16:00 | 43790.6667 | 248.4
2019-11-21 17:00 | 43790.7083 | 298.8
2019-11-21 18:00 | 43790.75 | 0
2019-11-21 19:00 | 43790.7917 | 0
2019-11-21 20:00 | 43790.8333 | 0
2019-11-21 21:00 | 43790.875 | 0
2019-11-21 22:00 | 43790.9167 | 0
2019-11-21 23:00 | 43790.9583 | 0
2019-11-22 | 43791 | 0
2019-11-22 01:00 | 43791.0417 | 0
2019-11-22 02:00 | 43791.0833 | 0
2019-11-22 03:00 | 43791.125 | 0
2019-11-22 04:00 | 43791.1667 | 0
2019-11-22 05:00 | 43791.2083 | 0
2019-11-22 06:00 | 43791.25 | 0
2019-11-22 07:00 | 43791.2917 | 0
2019-11-22 08:00 | 43791.3333 | 0
2019-11-22 09:00 | 43791.375 | 0
2019-11-22 10:00 | 43791.4167 | 928.8
2019-11-22 11:00 | 43791.4583 | 936
2019-11-22 12:00 | 43791.5 | 1875.6
2019-11-22 13:00 | 43791.5417 | 2707.2
2019-11-22 14:00 | 43791.5833 | 2109.6
2019-11-22 15:00 | 43791.625 | 1882.8
2019-11-22 16:00 | 43791.6667 | 1749.6
2019-11-22 17:00 | 43791.7083 | 561.6
2019-11-22 18:00 | 43791.75 | 0
2019-11-22 19:00 | 43791.7917 | 0
2019-11-22 20:00 | 43791.8333 | 0
2019-11-22 21:00 | 43791.875 | 0
2019-11-22 22:00 | 43791.9167 | 0
2019-11-22 23:00 | 43791.9583 | 0
2019-11-23 | 43792 | 0
2019-11-23 01:00 | 43792.0417 | 0
2019-11-23 02:00 | 43792.0833 | 0
2019-11-23 03:00 | 43792.125 | 0
2019-11-23 04:00 | 43792.1667 | 0
2019-11-23 05:00 | 43792.2083 | 0
2019-11-23 06:00 | 43792.25 | 0
2019-11-23 07:00 | 43792.2917 | 0
2019-11-23 08:00 | 43792.3333 | 0
2019-11-23 09:00 | 43792.375 | 0
2019-11-23 10:00 | 43792.4167 | 1598.4
2019-11-23 11:00 | 43792.4583 | 2091.6
2019-11-23 12:00 | 43792.5 | 1634.4
2019-11-23 13:00 | 43792.5417 | 2214
2019-11-23 14:00 | 43792.5833 | 1850.4
2019-11-23 15:00 | 43792.625 | 2570.4
2019-11-23 16:00 | 43792.6667 | 2484
2019-11-23 17:00 | 43792.7083 | 1000.8
2019-11-23 18:00 | 43792.75 | 0
2019-11-23 19:00 | 43792.7917 | 0
2019-11-23 20:00 | 43792.8333 | 0
2019-11-23 21:00 | 43792.875 | 0
2019-11-23 22:00 | 43792.9167 | 0
2019-11-23 23:00 | 43792.9583 | 0
2019-11-24 | 43793 | 0
2019-11-24 01:00 | 43793.0417 | 0
2019-11-24 02:00 | 43793.0833 | 0
2019-11-24 03:00 | 43793.125 | 0
2019-11-24 04:00 | 43793.1667 | 0
2019-11-24 05:00 | 43793.2083 | 0
2019-11-24 06:00 | 43793.25 | 0
2019-11-24 07:00 | 43793.2917 | 0
2019-11-24 08:00 | 43793.3333 | 0
2019-11-24 09:00 | 43793.375 | 0
2019-11-24 10:00 | 43793.4167 | 831.6
2019-11-24 11:00 | 43793.4583 | 1760.4
2019-11-24 12:00 | 43793.5 | 2592
2019-11-24 13:00 | 43793.5417 | 2379.6
2019-11-24 14:00 | 43793.5833 | 1746
2019-11-24 15:00 | 43793.625 | 1789.2
2019-11-24 16:00 | 43793.6667 | 943.2
2019-11-24 17:00 | 43793.7083 | 147.6
2019-11-24 18:00 | 43793.75 | 0
2019-11-24 19:00 | 43793.7917 | 0
2019-11-24 20:00 | 43793.8333 | 0
2019-11-24 21:00 | 43793.875 | 0
2019-11-24 22:00 | 43793.9167 | 0
2019-11-24 23:00 | 43793.9583 | 0
2019-11-25 | 43794 | 0
2019-11-25 01:00 | 43794.0417 | 0
2019-11-25 02:00 | 43794.0833 | 0
2019-11-25 03:00 | 43794.125 | 0
2019-11-25 04:00 | 43794.1667 | 0
2019-11-25 05:00 | 43794.2083 | 0
2019-11-25 06:00 | 43794.25 | 0
2019-11-25 07:00 | 43794.2917 | 0
2019-11-25 08:00 | 43794.3333 | 0
2019-11-25 09:00 | 43794.375 | 0
2019-11-25 10:00 | 43794.4167 | 111.6
2019-11-25 11:00 | 43794.4583 | 306
2019-11-25 12:00 | 43794.5 | 237.6
2019-11-25 13:00 | 43794.5417 | 331.2
2019-11-25 14:00 | 43794.5833 | 266.4
2019-11-25 15:00 | 43794.625 | 252
2019-11-25 16:00 | 43794.6667 | 219.6
2019-11-25 17:00 | 43794.7083 | 291.6
2019-11-25 18:00 | 43794.75 | 0
2019-11-25 19:00 | 43794.7917 | 0
2019-11-25 20:00 | 43794.8333 | 0
2019-11-25 21:00 | 43794.875 | 0
2019-11-25 22:00 | 43794.9167 | 0
2019-11-25 23:00 | 43794.9583 | 0
2019-11-26 | 43795 | 0
2019-11-26 01:00 | 43795.0417 | 0
2019-11-26 02:00 | 43795.0833 | 0
2019-11-26 03:00 | 43795.125 | 0
2019-11-26 04:00 | 43795.1667 | 0
2019-11-26 05:00 | 43795.2083 | 0
2019-11-26 06:00 | 43795.25 | 0
2019-11-26 07:00 | 43795.2917 | 0
2019-11-26 08:00 | 43795.3333 | 0
2019-11-26 09:00 | 43795.375 | 0
2019-11-26 10:00 | 43795.4167 | 0
2019-11-26 11:00 | 43795.4583 | 0
2019-11-26 12:00 | 43795.5 | 0
2019-11-26 13:00 | 43795.5417 | 0
2019-11-26 14:00 | 43795.5833 | 0
2019-11-26 15:00 | 43795.625 | 0
2019-11-26 16:00 | 43795.6667 | 0
2019-11-26 17:00 | 43795.7083 | 0
2019-11-26 18:00 | 43795.75 | 0
2019-11-26 19:00 | 43795.7917 | 0
2019-11-26 20:00 | 43795.8333 | 0
2019-11-26 21:00 | 43795.875 | 0
2019-11-26 22:00 | 43795.9167 | 0
2019-11-26 23:00 | 43795.9583 | 0
2019-11-27 | 43796 | 0
2019-11-27 01:00 | 43796.0417 | 0
2019-11-27 02:00 | 43796.0833 | 0
2019-11-27 03:00 | 43796.125 | 0
2019-11-27 04:00 | 43796.1667 | 0
2019-11-27 05:00 | 43796.2083 | 0
2019-11-27 06:00 | 43796.25 | 0
2019-11-27 07:00 | 43796.2917 | 0
2019-11-27 08:00 | 43796.3333 | 0
2019-11-27 09:00 | 43796.375 | 0
2019-11-27 10:00 | 43796.4167 | 0
2019-11-27 11:00 | 43796.4583 | 0
2019-11-27 12:00 | 43796.5 | 0
2019-11-27 13:00 | 43796.5417 | 0
2019-11-27 14:00 | 43796.5833 | 0
2019-11-27 15:00 | 43796.625 | 0
2019-11-27 16:00 | 43796.6667 | 0
2019-11-27 17:00 | 43796.7083 | 0
2019-11-27 18:00 | 43796.75 | 0
2019-11-27 19:00 | 43796.7917 | 0
2019-11-27 20:00 | 43796.8333 | 0
2019-11-27 21:00 | 43796.875 | 0
2019-11-27 22:00 | 43796.9167 | 0
2019-11-27 23:00 | 43796.9583 | 0
2019-11-28 | 43797 | 0
2019-11-28 01:00 | 43797.0417 | 0
2019-11-28 02:00 | 43797.0833 | 0
2019-11-28 03:00 | 43797.125 | 0
2019-11-28 04:00 | 43797.1667 | 0
2019-11-28 05:00 | 43797.2083 | 0
2019-11-28 06:00 | 43797.25 | 0
2019-11-28 07:00 | 43797.2917 | 0
2019-11-28 08:00 | 43797.3333 | 0
2019-11-28 09:00 | 43797.375 | 0
2019-11-28 10:00 | 43797.4167 | 0
2019-11-28 11:00 | 43797.4583 | 82.8
2019-11-28 12:00 | 43797.5 | 223.2
2019-11-28 13:00 | 43797.5417 | 216
2019-11-28 14:00 | 43797.5833 | 205.2
2019-11-28 15:00 | 43797.625 | 230.4
2019-11-28 16:00 | 43797.6667 | 216
2019-11-28 17:00 | 43797.7083 | 194.4
2019-11-28 18:00 | 43797.75 | 0
2019-11-28 19:00 | 43797.7917 | 0
2019-11-28 20:00 | 43797.8333 | 0
2019-11-28 21:00 | 43797.875 | 0
2019-11-28 22:00 | 43797.9167 | 0
2019-11-28 23:00 | 43797.9583 | 0
2019-11-29 | 43798 | 0
2019-11-29 01:00 | 43798.0417 | 0
2019-11-29 02:00 | 43798.0833 | 0
2019-11-29 03:00 | 43798.125 | 0
2019-11-29 04:00 | 43798.1667 | 0
2019-11-29 05:00 | 43798.2083 | 0
2019-11-29 06:00 | 43798.25 | 0
2019-11-29 07:00 | 43798.2917 | 0
2019-11-29 08:00 | 43798.3333 | 0
2019-11-29 09:00 | 43798.375 | 0
2019-11-29 10:00 | 43798.4167 | 705.6
2019-11-29 11:00 | 43798.4583 | 684
2019-11-29 12:00 | 43798.5 | 586.8
2019-11-29 13:00 | 43798.5417 | 471.6
2019-11-29 14:00 | 43798.5833 | 108
2019-11-29 15:00 | 43798.625 | 453.6
2019-11-29 16:00 | 43798.6667 | 882
2019-11-29 17:00 | 43798.7083 | 1371.6
2019-11-29 18:00 | 43798.75 | 0
2019-11-29 19:00 | 43798.7917 | 0
2019-11-29 20:00 | 43798.8333 | 0
2019-11-29 21:00 | 43798.875 | 0
2019-11-29 22:00 | 43798.9167 | 0
2019-11-29 23:00 | 43798.9583 | 0
2019-11-30 | 43799 | 0
2019-11-30 01:00 | 43799.0417 | 0
2019-11-30 02:00 | 43799.0833 | 0
2019-11-30 03:00 | 43799.125 | 0
2019-11-30 04:00 | 43799.1667 | 0
2019-11-30 05:00 | 43799.2083 | 0
2019-11-30 06:00 | 43799.25 | 0
2019-11-30 07:00 | 43799.2917 | 0
2019-11-30 08:00 | 43799.3333 | 0
2019-11-30 09:00 | 43799.375 | 0
2019-11-30 10:00 | 43799.4167 | 313.2
2019-11-30 11:00 | 43799.4583 | 417.6
2019-11-30 12:00 | 43799.5 | 385.2
2019-11-30 13:00 | 43799.5417 | 439.2
2019-11-30 14:00 | 43799.5833 | 532.8
2019-11-30 15:00 | 43799.625 | 1083.6
2019-11-30 16:00 | 43799.6667 | 532.8
2019-11-30 17:00 | 43799.7083 | 655.2
2019-11-30 18:00 | 43799.75 | 0
2019-11-30 19:00 | 43799.7917 | 0
2019-11-30 20:00 | 43799.8333 | 0
2019-11-30 21:00 | 43799.875 | 0
2019-11-30 22:00 | 43799.9167 | 0
2019-11-30 23:00 | 43799.9583 | 0
2019-12-01 | 43800 | 0
2019-12-01 01:00 | 43800.0417 | 0
2019-12-01 02:00 | 43800.0833 | 0
2019-12-01 03:00 | 43800.125 | 0
2019-12-01 04:00 | 43800.1667 | 0
2019-12-01 05:00 | 43800.2083 | 0
2019-12-01 06:00 | 43800.25 | 0
2019-12-01 07:00 | 43800.2917 | 0
2019-12-01 08:00 | 43800.3333 | 0
2019-12-01 09:00 | 43800.375 | 0
2019-12-01 10:00 | 43800.4167 | 0
2019-12-01 11:00 | 43800.4583 | 0
2019-12-01 12:00 | 43800.5 | 0
2019-12-01 13:00 | 43800.5417 | 0
2019-12-01 14:00 | 43800.5833 | 0
2019-12-01 15:00 | 43800.625 | 0
2019-12-01 16:00 | 43800.6667 | 0
2019-12-01 17:00 | 43800.7083 | 0
2019-12-01 18:00 | 43800.75 | 0
2019-12-01 19:00 | 43800.7917 | 0
2019-12-01 20:00 | 43800.8333 | 0
2019-12-01 21:00 | 43800.875 | 0
2019-12-01 22:00 | 43800.9167 | 0
2019-12-01 23:00 | 43800.9583 | 0
2019-12-02 | 43801 | 0
2019-12-02 01:00 | 43801.0417 | 0
2019-12-02 02:00 | 43801.0833 | 0
2019-12-02 03:00 | 43801.125 | 0
2019-12-02 04:00 | 43801.1667 | 0
2019-12-02 05:00 | 43801.2083 | 0
2019-12-02 06:00 | 43801.25 | 0
2019-12-02 07:00 | 43801.2917 | 0
2019-12-02 08:00 | 43801.3333 | 0
2019-12-02 09:00 | 43801.375 | 0
2019-12-02 10:00 | 43801.4167 | 0
2019-12-02 11:00 | 43801.4583 | 0
2019-12-02 12:00 | 43801.5 | 90
2019-12-02 13:00 | 43801.5417 | 770.4
2019-12-02 14:00 | 43801.5833 | 453.6
2019-12-02 15:00 | 43801.625 | 493.2
2019-12-02 16:00 | 43801.6667 | 1861.2
2019-12-02 17:00 | 43801.7083 | 1375.2
2019-12-02 18:00 | 43801.75 | 0
2019-12-02 19:00 | 43801.7917 | 0
2019-12-02 20:00 | 43801.8333 | 0
2019-12-02 21:00 | 43801.875 | 0
2019-12-02 22:00 | 43801.9167 | 0
2019-12-02 23:00 | 43801.9583 | 0
2019-12-03 | 43802 | 0
2019-12-03 01:00 | 43802.0417 | 0
2019-12-03 02:00 | 43802.0833 | 0
2019-12-03 03:00 | 43802.125 | 0
2019-12-03 04:00 | 43802.1667 | 0
2019-12-03 05:00 | 43802.2083 | 0
2019-12-03 06:00 | 43802.25 | 0
2019-12-03 07:00 | 43802.2917 | 0
2019-12-03 08:00 | 43802.3333 | 0
2019-12-03 09:00 | 43802.375 | 0
2019-12-03 10:00 | 43802.4167 | 590.4
2019-12-03 11:00 | 43802.4583 | 1090.8
2019-12-03 12:00 | 43802.5 | 1278
2019-12-03 13:00 | 43802.5417 | 496.8
2019-12-03 14:00 | 43802.5833 | 964.8
2019-12-03 15:00 | 43802.625 | 482.4
2019-12-03 16:00 | 43802.6667 | 324
2019-12-03 17:00 | 43802.7083 | 334.8
2019-12-03 18:00 | 43802.75 | 0
2019-12-03 19:00 | 43802.7917 | 0
2019-12-03 20:00 | 43802.8333 | 0
2019-12-03 21:00 | 43802.875 | 0
2019-12-03 22:00 | 43802.9167 | 0
2019-12-03 23:00 | 43802.9583 | 0
2019-12-04 | 43803 | 0
2019-12-04 01:00 | 43803.0417 | 0
2019-12-04 02:00 | 43803.0833 | 0
2019-12-04 03:00 | 43803.125 | 0
2019-12-04 04:00 | 43803.1667 | 0
2019-12-04 05:00 | 43803.2083 | 0
2019-12-04 06:00 | 43803.25 | 0
2019-12-04 07:00 | 43803.2917 | 0
2019-12-04 08:00 | 43803.3333 | 0
2019-12-04 09:00 | 43803.375 | 0
2019-12-04 10:00 | 43803.4167 | 900
2019-12-04 11:00 | 43803.4583 | 1742.4
2019-12-04 12:00 | 43803.5 | 1792.8
2019-12-04 13:00 | 43803.5417 | 1821.6
2019-12-04 14:00 | 43803.5833 | 1990.8
2019-12-04 15:00 | 43803.625 | 1465.2
2019-12-04 16:00 | 43803.6667 | 972
2019-12-04 17:00 | 43803.7083 | 410.4
2019-12-04 18:00 | 43803.75 | 0
2019-12-04 19:00 | 43803.7917 | 0
2019-12-04 20:00 | 43803.8333 | 0
2019-12-04 21:00 | 43803.875 | 0
2019-12-04 22:00 | 43803.9167 | 0
2019-12-04 23:00 | 43803.9583 | 0
2019-12-05 | 43804 | 0
2019-12-05 01:00 | 43804.0417 | 0
2019-12-05 02:00 | 43804.0833 | 0
2019-12-05 03:00 | 43804.125 | 0
2019-12-05 04:00 | 43804.1667 | 0
2019-12-05 05:00 | 43804.2083 | 0
2019-12-05 06:00 | 43804.25 | 0
2019-12-05 07:00 | 43804.2917 | 0
2019-12-05 08:00 | 43804.3333 | 0
2019-12-05 09:00 | 43804.375 | 0
2019-12-05 10:00 | 43804.4167 | 108
2019-12-05 11:00 | 43804.4583 | 7.2
2019-12-05 12:00 | 43804.5 | 86.4
2019-12-05 13:00 | 43804.5417 | 226.8
2019-12-05 14:00 | 43804.5833 | 241.2
2019-12-05 15:00 | 43804.625 | 223.2
2019-12-05 16:00 | 43804.6667 | 154.8
2019-12-05 17:00 | 43804.7083 | 115.2
2019-12-05 18:00 | 43804.75 | 0
2019-12-05 19:00 | 43804.7917 | 0
2019-12-05 20:00 | 43804.8333 | 0
2019-12-05 21:00 | 43804.875 | 0
2019-12-05 22:00 | 43804.9167 | 0
2019-12-05 23:00 | 43804.9583 | 0
2019-12-06 | 43805 | 0
2019-12-06 01:00 | 43805.0417 | 0
2019-12-06 02:00 | 43805.0833 | 0
2019-12-06 03:00 | 43805.125 | 0
2019-12-06 04:00 | 43805.1667 | 0
2019-12-06 05:00 | 43805.2083 | 0
2019-12-06 06:00 | 43805.25 | 0
2019-12-06 07:00 | 43805.2917 | 0
2019-12-06 08:00 | 43805.3333 | 0
2019-12-06 09:00 | 43805.375 | 0
2019-12-06 10:00 | 43805.4167 | 0
2019-12-06 11:00 | 43805.4583 | 0
2019-12-06 12:00 | 43805.5 | 0
2019-12-06 13:00 | 43805.5417 | 0
2019-12-06 14:00 | 43805.5833 | 745.2
2019-12-06 15:00 | 43805.625 | 1321.2
2019-12-06 16:00 | 43805.6667 | 1576.8
2019-12-06 17:00 | 43805.7083 | 993.6
2019-12-06 18:00 | 43805.75 | 0
2019-12-06 19:00 | 43805.7917 | 0
2019-12-06 20:00 | 43805.8333 | 0
2019-12-06 21:00 | 43805.875 | 0
2019-12-06 22:00 | 43805.9167 | 0
2019-12-06 23:00 | 43805.9583 | 0
2019-12-07 | 43806 | 0
2019-12-07 01:00 | 43806.0417 | 0
2019-12-07 02:00 | 43806.0833 | 0
2019-12-07 03:00 | 43806.125 | 0
2019-12-07 04:00 | 43806.1667 | 0
2019-12-07 05:00 | 43806.2083 | 0
2019-12-07 06:00 | 43806.25 | 0
2019-12-07 07:00 | 43806.2917 | 0
2019-12-07 08:00 | 43806.3333 | 0
2019-12-07 09:00 | 43806.375 | 0
2019-12-07 10:00 | 43806.4167 | 1476
2019-12-07 11:00 | 43806.4583 | 2397.6
2019-12-07 12:00 | 43806.5 | 2934
2019-12-07 13:00 | 43806.5417 | 3153.6
2019-12-07 14:00 | 43806.5833 | 3214.8
2019-12-07 15:00 | 43806.625 | 3142.8
2019-12-07 16:00 | 43806.6667 | 2894.4
2019-12-07 17:00 | 43806.7083 | 1346.4
2019-12-07 18:00 | 43806.75 | 0
2019-12-07 19:00 | 43806.7917 | 0
2019-12-07 20:00 | 43806.8333 | 0
2019-12-07 21:00 | 43806.875 | 0
2019-12-07 22:00 | 43806.9167 | 0
2019-12-07 23:00 | 43806.9583 | 0
2019-12-08 | 43807 | 0
2019-12-08 01:00 | 43807.0417 | 0
2019-12-08 02:00 | 43807.0833 | 0
2019-12-08 03:00 | 43807.125 | 0
2019-12-08 04:00 | 43807.1667 | 0
2019-12-08 05:00 | 43807.2083 | 0
2019-12-08 06:00 | 43807.25 | 0
2019-12-08 07:00 | 43807.2917 | 0
2019-12-08 08:00 | 43807.3333 | 0
2019-12-08 09:00 | 43807.375 | 0
2019-12-08 10:00 | 43807.4167 | 385.2
2019-12-08 11:00 | 43807.4583 | 1843.2
2019-12-08 12:00 | 43807.5 | 1756.8
2019-12-08 13:00 | 43807.5417 | 457.2
2019-12-08 14:00 | 43807.5833 | 1090.8
2019-12-08 15:00 | 43807.625 | 1555.2
2019-12-08 16:00 | 43807.6667 | 896.4
2019-12-08 17:00 | 43807.7083 | 1058.4
2019-12-08 18:00 | 43807.75 | 0
2019-12-08 19:00 | 43807.7917 | 0
2019-12-08 20:00 | 43807.8333 | 0
2019-12-08 21:00 | 43807.875 | 0
2019-12-08 22:00 | 43807.9167 | 0
2019-12-08 23:00 | 43807.9583 | 0
2019-12-09 | 43808 | 0
2019-12-09 01:00 | 43808.0417 | 0
2019-12-09 02:00 | 43808.0833 | 0
2019-12-09 03:00 | 43808.125 | 0
2019-12-09 04:00 | 43808.1667 | 0
2019-12-09 05:00 | 43808.2083 | 0
2019-12-09 06:00 | 43808.25 | 0
2019-12-09 07:00 | 43808.2917 | 0
2019-12-09 08:00 | 43808.3333 | 0
2019-12-09 09:00 | 43808.375 | 0
2019-12-09 10:00 | 43808.4167 | 0
2019-12-09 11:00 | 43808.4583 | 0
2019-12-09 12:00 | 43808.5 | 0
2019-12-09 13:00 | 43808.5417 | 0
2019-12-09 14:00 | 43808.5833 | 0
2019-12-09 15:00 | 43808.625 | 0
2019-12-09 16:00 | 43808.6667 | 0
2019-12-09 17:00 | 43808.7083 | 0
2019-12-09 18:00 | 43808.75 | 0
2019-12-09 19:00 | 43808.7917 | 0
2019-12-09 20:00 | 43808.8333 | 0
2019-12-09 21:00 | 43808.875 | 0
2019-12-09 22:00 | 43808.9167 | 0
2019-12-09 23:00 | 43808.9583 | 0
2019-12-10 | 43809 | 0
2019-12-10 01:00 | 43809.0417 | 0
2019-12-10 02:00 | 43809.0833 | 0
2019-12-10 03:00 | 43809.125 | 0
2019-12-10 04:00 | 43809.1667 | 0
2019-12-10 05:00 | 43809.2083 | 0
2019-12-10 06:00 | 43809.25 | 0
2019-12-10 07:00 | 43809.2917 | 0
2019-12-10 08:00 | 43809.3333 | 0
2019-12-10 09:00 | 43809.375 | 0
2019-12-10 10:00 | 43809.4167 | 1296
2019-12-10 11:00 | 43809.4583 | 2379.6
2019-12-10 12:00 | 43809.5 | 1742.4
2019-12-10 13:00 | 43809.5417 | 579.6
2019-12-10 14:00 | 43809.5833 | 1339.2
2019-12-10 15:00 | 43809.625 | 1836
2019-12-10 16:00 | 43809.6667 | 1972.8
2019-12-10 17:00 | 43809.7083 | 1332
2019-12-10 18:00 | 43809.75 | 0
2019-12-10 19:00 | 43809.7917 | 0
2019-12-10 20:00 | 43809.8333 | 0
2019-12-10 21:00 | 43809.875 | 0
2019-12-10 22:00 | 43809.9167 | 0
2019-12-10 23:00 | 43809.9583 | 0
2019-12-11 | 43810 | 0
2019-12-11 01:00 | 43810.0417 | 0
2019-12-11 02:00 | 43810.0833 | 0
2019-12-11 03:00 | 43810.125 | 0
2019-12-11 04:00 | 43810.1667 | 0
2019-12-11 05:00 | 43810.2083 | 0
2019-12-11 06:00 | 43810.25 | 0
2019-12-11 07:00 | 43810.2917 | 0
2019-12-11 08:00 | 43810.3333 | 0
2019-12-11 09:00 | 43810.375 | 0
2019-12-11 10:00 | 43810.4167 | 687.6
2019-12-11 11:00 | 43810.4583 | 1807.2
2019-12-11 12:00 | 43810.5 | 2361.6
2019-12-11 13:00 | 43810.5417 | 2638.8
2019-12-11 14:00 | 43810.5833 | 1652.4
2019-12-11 15:00 | 43810.625 | 378
2019-12-11 16:00 | 43810.6667 | 424.8
2019-12-11 17:00 | 43810.7083 | 172.8
2019-12-11 18:00 | 43810.75 | 0
2019-12-11 19:00 | 43810.7917 | 0
2019-12-11 20:00 | 43810.8333 | 0
2019-12-11 21:00 | 43810.875 | 0
2019-12-11 22:00 | 43810.9167 | 0
2019-12-11 23:00 | 43810.9583 | 0
2019-12-12 | 43811 | 0
2019-12-12 01:00 | 43811.0417 | 0
2019-12-12 02:00 | 43811.0833 | 0
2019-12-12 03:00 | 43811.125 | 0
2019-12-12 04:00 | 43811.1667 | 0
2019-12-12 05:00 | 43811.2083 | 0
2019-12-12 06:00 | 43811.25 | 0
2019-12-12 07:00 | 43811.2917 | 0
2019-12-12 08:00 | 43811.3333 | 0
2019-12-12 09:00 | 43811.375 | 0
2019-12-12 10:00 | 43811.4167 | 0
2019-12-12 11:00 | 43811.4583 | 0
2019-12-12 12:00 | 43811.5 | 0
2019-12-12 13:00 | 43811.5417 | 0
2019-12-12 14:00 | 43811.5833 | 777.6
2019-12-12 15:00 | 43811.625 | 504
2019-12-12 16:00 | 43811.6667 | 759.6
2019-12-12 17:00 | 43811.7083 | 212.4
2019-12-12 18:00 | 43811.75 | 0
2019-12-12 19:00 | 43811.7917 | 0
2019-12-12 20:00 | 43811.8333 | 0
2019-12-12 21:00 | 43811.875 | 0
2019-12-12 22:00 | 43811.9167 | 0
2019-12-12 23:00 | 43811.9583 | 0
2019-12-13 | 43812 | 0
2019-12-13 01:00 | 43812.0417 | 0
2019-12-13 02:00 | 43812.0833 | 0
2019-12-13 03:00 | 43812.125 | 0
2019-12-13 04:00 | 43812.1667 | 0
2019-12-13 05:00 | 43812.2083 | 0
2019-12-13 06:00 | 43812.25 | 0
2019-12-13 07:00 | 43812.2917 | 0
2019-12-13 08:00 | 43812.3333 | 0
2019-12-13 09:00 | 43812.375 | 0
2019-12-13 10:00 | 43812.4167 | 0
2019-12-13 11:00 | 43812.4583 | 0
2019-12-13 12:00 | 43812.5 | 0
2019-12-13 13:00 | 43812.5417 | 0
2019-12-13 14:00 | 43812.5833 | 0
2019-12-13 15:00 | 43812.625 | 0
2019-12-13 16:00 | 43812.6667 | 0
2019-12-13 17:00 | 43812.7083 | 0
2019-12-13 18:00 | 43812.75 | 0
2019-12-13 19:00 | 43812.7917 | 0
2019-12-13 20:00 | 43812.8333 | 0
2019-12-13 21:00 | 43812.875 | 0
2019-12-13 22:00 | 43812.9167 | 0
2019-12-13 23:00 | 43812.9583 | 0
2019-12-14 | 43813 | 0
2019-12-14 01:00 | 43813.0417 | 0
2019-12-14 02:00 | 43813.0833 | 0
2019-12-14 03:00 | 43813.125 | 0
2019-12-14 04:00 | 43813.1667 | 0
2019-12-14 05:00 | 43813.2083 | 0
2019-12-14 06:00 | 43813.25 | 0
2019-12-14 07:00 | 43813.2917 | 0
2019-12-14 08:00 | 43813.3333 | 0
2019-12-14 09:00 | 43813.375 | 0
2019-12-14 10:00 | 43813.4167 | 0
2019-12-14 11:00 | 43813.4583 | 7.2
2019-12-14 12:00 | 43813.5 | 54
2019-12-14 13:00 | 43813.5417 | 176.4
2019-12-14 14:00 | 43813.5833 | 194.4
2019-12-14 15:00 | 43813.625 | 90
2019-12-14 16:00 | 43813.6667 | 54
2019-12-14 17:00 | 43813.7083 | 0
2019-12-14 18:00 | 43813.75 | 0
2019-12-14 19:00 | 43813.7917 | 0
2019-12-14 20:00 | 43813.8333 | 0
2019-12-14 21:00 | 43813.875 | 0
2019-12-14 22:00 | 43813.9167 | 0
2019-12-14 23:00 | 43813.9583 | 0
2019-12-15 | 43814 | 0
2019-12-15 01:00 | 43814.0417 | 0
2019-12-15 02:00 | 43814.0833 | 0
2019-12-15 03:00 | 43814.125 | 0
2019-12-15 04:00 | 43814.1667 | 0
2019-12-15 05:00 | 43814.2083 | 0
2019-12-15 06:00 | 43814.25 | 0
2019-12-15 07:00 | 43814.2917 | 0
2019-12-15 08:00 | 43814.3333 | 0
2019-12-15 09:00 | 43814.375 | 0
2019-12-15 10:00 | 43814.4167 | 97.2
2019-12-15 11:00 | 43814.4583 | 205.2
2019-12-15 12:00 | 43814.5 | 273.6
2019-12-15 13:00 | 43814.5417 | 194.4
2019-12-15 14:00 | 43814.5833 | 79.2
2019-12-15 15:00 | 43814.625 | 57.6
2019-12-15 16:00 | 43814.6667 | 18
2019-12-15 17:00 | 43814.7083 | 0
2019-12-15 18:00 | 43814.75 | 0
2019-12-15 19:00 | 43814.7917 | 0
2019-12-15 20:00 | 43814.8333 | 0
2019-12-15 21:00 | 43814.875 | 0
2019-12-15 22:00 | 43814.9167 | 0
2019-12-15 23:00 | 43814.9583 | 0
2019-12-16 | 43815 | 0
2019-12-16 01:00 | 43815.0417 | 0
2019-12-16 02:00 | 43815.0833 | 0
2019-12-16 03:00 | 43815.125 | 0
2019-12-16 04:00 | 43815.1667 | 0
2019-12-16 05:00 | 43815.2083 | 0
2019-12-16 06:00 | 43815.25 | 0
2019-12-16 07:00 | 43815.2917 | 0
2019-12-16 08:00 | 43815.3333 | 0
2019-12-16 09:00 | 43815.375 | 0
2019-12-16 10:00 | 43815.4167 | 1094.4
2019-12-16 11:00 | 43815.4583 | 1497.6
2019-12-16 12:00 | 43815.5 | 1605.6
2019-12-16 13:00 | 43815.5417 | 1976.4
2019-12-16 14:00 | 43815.5833 | 1965.6
2019-12-16 15:00 | 43815.625 | 486
2019-12-16 16:00 | 43815.6667 | 309.6
2019-12-16 17:00 | 43815.7083 | 0
2019-12-16 18:00 | 43815.75 | 0
2019-12-16 19:00 | 43815.7917 | 0
2019-12-16 20:00 | 43815.8333 | 0
2019-12-16 21:00 | 43815.875 | 0
2019-12-16 22:00 | 43815.9167 | 0
2019-12-16 23:00 | 43815.9583 | 0
2019-12-17 | 43816 | 0
2019-12-17 01:00 | 43816.0417 | 0
2019-12-17 02:00 | 43816.0833 | 0
2019-12-17 03:00 | 43816.125 | 0
2019-12-17 04:00 | 43816.1667 | 0
2019-12-17 05:00 | 43816.2083 | 0
2019-12-17 06:00 | 43816.25 | 0
2019-12-17 07:00 | 43816.2917 | 0
2019-12-17 08:00 | 43816.3333 | 0
2019-12-17 09:00 | 43816.375 | 0
2019-12-17 10:00 | 43816.4167 | 0
2019-12-17 11:00 | 43816.4583 | 0
2019-12-17 12:00 | 43816.5 | 0
2019-12-17 13:00 | 43816.5417 | 43.2
2019-12-17 14:00 | 43816.5833 | 32.4
2019-12-17 15:00 | 43816.625 | 46.8
2019-12-17 16:00 | 43816.6667 | 3.6
2019-12-17 17:00 | 43816.7083 | 0
2019-12-17 18:00 | 43816.75 | 0
2019-12-17 19:00 | 43816.7917 | 0
2019-12-17 20:00 | 43816.8333 | 0
2019-12-17 21:00 | 43816.875 | 0
2019-12-17 22:00 | 43816.9167 | 0
2019-12-17 23:00 | 43816.9583 | 0
2019-12-18 | 43817 | 0
2019-12-18 01:00 | 43817.0417 | 0
2019-12-18 02:00 | 43817.0833 | 0
2019-12-18 03:00 | 43817.125 | 0
2019-12-18 04:00 | 43817.1667 | 0
2019-12-18 05:00 | 43817.2083 | 0
2019-12-18 06:00 | 43817.25 | 0
2019-12-18 07:00 | 43817.2917 | 0
2019-12-18 08:00 | 43817.3333 | 0
2019-12-18 09:00 | 43817.375 | 0
2019-12-18 10:00 | 43817.4167 | 18
2019-12-18 11:00 | 43817.4583 | 61.2
2019-12-18 12:00 | 43817.5 | 187.2
2019-12-18 13:00 | 43817.5417 | 140.4
2019-12-18 14:00 | 43817.5833 | 165.6
2019-12-18 15:00 | 43817.625 | 104.4
2019-12-18 16:00 | 43817.6667 | 28.8
2019-12-18 17:00 | 43817.7083 | 0
2019-12-18 18:00 | 43817.75 | 0
2019-12-18 19:00 | 43817.7917 | 0
2019-12-18 20:00 | 43817.8333 | 0
2019-12-18 21:00 | 43817.875 | 0
2019-12-18 22:00 | 43817.9167 | 0
2019-12-18 23:00 | 43817.9583 | 0
2019-12-19 | 43818 | 0
2019-12-19 01:00 | 43818.0417 | 0
2019-12-19 02:00 | 43818.0833 | 0
2019-12-19 03:00 | 43818.125 | 0
2019-12-19 04:00 | 43818.1667 | 0
2019-12-19 05:00 | 43818.2083 | 0
2019-12-19 06:00 | 43818.25 | 0
2019-12-19 07:00 | 43818.2917 | 0
2019-12-19 08:00 | 43818.3333 | 0
2019-12-19 09:00 | 43818.375 | 0
2019-12-19 10:00 | 43818.4167 | 410.4
2019-12-19 11:00 | 43818.4583 | 1094.4
2019-12-19 12:00 | 43818.5 | 1638
2019-12-19 13:00 | 43818.5417 | 2149.2
2019-12-19 14:00 | 43818.5833 | 2026.8
2019-12-19 15:00 | 43818.625 | 1872
2019-12-19 16:00 | 43818.6667 | 1101.6
2019-12-19 17:00 | 43818.7083 | 644.4
2019-12-19 18:00 | 43818.75 | 0
2019-12-19 19:00 | 43818.7917 | 0
2019-12-19 20:00 | 43818.8333 | 0
2019-12-19 21:00 | 43818.875 | 0
2019-12-19 22:00 | 43818.9167 | 0
2019-12-19 23:00 | 43818.9583 | 0
2019-12-20 | 43819 | 0
2019-12-20 01:00 | 43819.0417 | 0
2019-12-20 02:00 | 43819.0833 | 0
2019-12-20 03:00 | 43819.125 | 0
2019-12-20 04:00 | 43819.1667 | 0
2019-12-20 05:00 | 43819.2083 | 0
2019-12-20 06:00 | 43819.25 | 0
2019-12-20 07:00 | 43819.2917 | 0
2019-12-20 08:00 | 43819.3333 | 0
2019-12-20 09:00 | 43819.375 | 0
2019-12-20 10:00 | 43819.4167 | 622.8
2019-12-20 11:00 | 43819.4583 | 1285.2
2019-12-20 12:00 | 43819.5 | 1818
2019-12-20 13:00 | 43819.5417 | 2192.4
2019-12-20 14:00 | 43819.5833 | 2757.6
2019-12-20 15:00 | 43819.625 | 2919.6
2019-12-20 16:00 | 43819.6667 | 2336.4
2019-12-20 17:00 | 43819.7083 | 1296
2019-12-20 18:00 | 43819.75 | 0
2019-12-20 19:00 | 43819.7917 | 0
2019-12-20 20:00 | 43819.8333 | 0
2019-12-20 21:00 | 43819.875 | 0
2019-12-20 22:00 | 43819.9167 | 0
2019-12-20 23:00 | 43819.9583 | 0
2019-12-21 | 43820 | 0
2019-12-21 01:00 | 43820.0417 | 0
2019-12-21 02:00 | 43820.0833 | 0
2019-12-21 03:00 | 43820.125 | 0
2019-12-21 04:00 | 43820.1667 | 0
2019-12-21 05:00 | 43820.2083 | 0
2019-12-21 06:00 | 43820.25 | 0
2019-12-21 07:00 | 43820.2917 | 0
2019-12-21 08:00 | 43820.3333 | 0
2019-12-21 09:00 | 43820.375 | 0
2019-12-21 10:00 | 43820.4167 | 1000.8
2019-12-21 11:00 | 43820.4583 | 2070
2019-12-21 12:00 | 43820.5 | 2692.8
2019-12-21 13:00 | 43820.5417 | 2772
2019-12-21 14:00 | 43820.5833 | 2800.8
2019-12-21 15:00 | 43820.625 | 2840.4
2019-12-21 16:00 | 43820.6667 | 2476.8
2019-12-21 17:00 | 43820.7083 | 1090.8
2019-12-21 18:00 | 43820.75 | 0
2019-12-21 19:00 | 43820.7917 | 0
2019-12-21 20:00 | 43820.8333 | 0
2019-12-21 21:00 | 43820.875 | 0
2019-12-21 22:00 | 43820.9167 | 0
2019-12-21 23:00 | 43820.9583 | 0
2019-12-22 | 43821 | 0
2019-12-22 01:00 | 43821.0417 | 0
2019-12-22 02:00 | 43821.0833 | 0
2019-12-22 03:00 | 43821.125 | 0
2019-12-22 04:00 | 43821.1667 | 0
2019-12-22 05:00 | 43821.2083 | 0
2019-12-22 06:00 | 43821.25 | 0
2019-12-22 07:00 | 43821.2917 | 0
2019-12-22 08:00 | 43821.3333 | 0
2019-12-22 09:00 | 43821.375 | 0
2019-12-22 10:00 | 43821.4167 | 612
2019-12-22 11:00 | 43821.4583 | 1692
2019-12-22 12:00 | 43821.5 | 1382.4
2019-12-22 13:00 | 43821.5417 | 745.2
2019-12-22 14:00 | 43821.5833 | 1314
2019-12-22 15:00 | 43821.625 | 1047.6
2019-12-22 16:00 | 43821.6667 | 349.2
2019-12-22 17:00 | 43821.7083 | 486
2019-12-22 18:00 | 43821.75 | 0
2019-12-22 19:00 | 43821.7917 | 0
2019-12-22 20:00 | 43821.8333 | 0
2019-12-22 21:00 | 43821.875 | 0
2019-12-22 22:00 | 43821.9167 | 0
2019-12-22 23:00 | 43821.9583 | 0
2019-12-23 | 43822 | 0
2019-12-23 01:00 | 43822.0417 | 0
2019-12-23 02:00 | 43822.0833 | 0
2019-12-23 03:00 | 43822.125 | 0
2019-12-23 04:00 | 43822.1667 | 0
2019-12-23 05:00 | 43822.2083 | 0
2019-12-23 06:00 | 43822.25 | 0
2019-12-23 07:00 | 43822.2917 | 0
2019-12-23 08:00 | 43822.3333 | 0
2019-12-23 09:00 | 43822.375 | 0
2019-12-23 10:00 | 43822.4167 | 943.2
2019-12-23 11:00 | 43822.4583 | 2170.8
2019-12-23 12:00 | 43822.5 | 2307.6
2019-12-23 13:00 | 43822.5417 | 2620.8
2019-12-23 14:00 | 43822.5833 | 1760.4
2019-12-23 15:00 | 43822.625 | 2059.2
2019-12-23 16:00 | 43822.6667 | 2293.2
2019-12-23 17:00 | 43822.7083 | 889.2
2019-12-23 18:00 | 43822.75 | 0
2019-12-23 19:00 | 43822.7917 | 0
2019-12-23 20:00 | 43822.8333 | 0
2019-12-23 21:00 | 43822.875 | 0
2019-12-23 22:00 | 43822.9167 | 0
2019-12-23 23:00 | 43822.9583 | 0
2019-12-24 | 43823 | 0
2019-12-24 01:00 | 43823.0417 | 0
2019-12-24 02:00 | 43823.0833 | 0
2019-12-24 03:00 | 43823.125 | 0
2019-12-24 04:00 | 43823.1667 | 0
2019-12-24 05:00 | 43823.2083 | 0
2019-12-24 06:00 | 43823.25 | 0
2019-12-24 07:00 | 43823.2917 | 0
2019-12-24 08:00 | 43823.3333 | 0
2019-12-24 09:00 | 43823.375 | 0
2019-12-24 10:00 | 43823.4167 | 216
2019-12-24 11:00 | 43823.4583 | 136.8
2019-12-24 12:00 | 43823.5 | 342
2019-12-24 13:00 | 43823.5417 | 504
2019-12-24 14:00 | 43823.5833 | 363.6
2019-12-24 15:00 | 43823.625 | 424.8
2019-12-24 16:00 | 43823.6667 | 468
2019-12-24 17:00 | 43823.7083 | 187.2
2019-12-24 18:00 | 43823.75 | 0
2019-12-24 19:00 | 43823.7917 | 0
2019-12-24 20:00 | 43823.8333 | 0
2019-12-24 21:00 | 43823.875 | 0
2019-12-24 22:00 | 43823.9167 | 0
2019-12-24 23:00 | 43823.9583 | 0
2019-12-25 | 43824 | 0
2019-12-25 01:00 | 43824.0417 | 0
2019-12-25 02:00 | 43824.0833 | 0
2019-12-25 03:00 | 43824.125 | 0
2019-12-25 04:00 | 43824.1667 | 0
2019-12-25 05:00 | 43824.2083 | 0
2019-12-25 06:00 | 43824.25 | 0
2019-12-25 07:00 | 43824.2917 | 0
2019-12-25 08:00 | 43824.3333 | 0
2019-12-25 09:00 | 43824.375 | 0
2019-12-25 10:00 | 43824.4167 | 1076.4
2019-12-25 11:00 | 43824.4583 | 2091.6
2019-12-25 12:00 | 43824.5 | 2145.6
2019-12-25 13:00 | 43824.5417 | 2484
2019-12-25 14:00 | 43824.5833 | 2610
2019-12-25 15:00 | 43824.625 | 1864.8
2019-12-25 16:00 | 43824.6667 | 2523.6
2019-12-25 17:00 | 43824.7083 | 1191.6
2019-12-25 18:00 | 43824.75 | 0
2019-12-25 19:00 | 43824.7917 | 0
2019-12-25 20:00 | 43824.8333 | 0
2019-12-25 21:00 | 43824.875 | 0
2019-12-25 22:00 | 43824.9167 | 0
2019-12-25 23:00 | 43824.9583 | 0
2019-12-26 | 43825 | 0
2019-12-26 01:00 | 43825.0417 | 0
2019-12-26 02:00 | 43825.0833 | 0
2019-12-26 03:00 | 43825.125 | 0
2019-12-26 04:00 | 43825.1667 | 0
2019-12-26 05:00 | 43825.2083 | 0
2019-12-26 06:00 | 43825.25 | 0
2019-12-26 07:00 | 43825.2917 | 0
2019-12-26 08:00 | 43825.3333 | 0
2019-12-26 09:00 | 43825.375 | 0
2019-12-26 10:00 | 43825.4167 | 457.2
2019-12-26 11:00 | 43825.4583 | 334.8
2019-12-26 12:00 | 43825.5 | 414
2019-12-26 13:00 | 43825.5417 | 489.6
2019-12-26 14:00 | 43825.5833 | 432
2019-12-26 15:00 | 43825.625 | 352.8
2019-12-26 16:00 | 43825.6667 | 244.8
2019-12-26 17:00 | 43825.7083 | 122.4
2019-12-26 18:00 | 43825.75 | 0
2019-12-26 19:00 | 43825.7917 | 0
2019-12-26 20:00 | 43825.8333 | 0
2019-12-26 21:00 | 43825.875 | 0
2019-12-26 22:00 | 43825.9167 | 0
2019-12-26 23:00 | 43825.9583 | 0
2019-12-27 | 43826 | 0
2019-12-27 01:00 | 43826.0417 | 0
2019-12-27 02:00 | 43826.0833 | 0
2019-12-27 03:00 | 43826.125 | 0
2019-12-27 04:00 | 43826.1667 | 0
2019-12-27 05:00 | 43826.2083 | 0
2019-12-27 06:00 | 43826.25 | 0
2019-12-27 07:00 | 43826.2917 | 0
2019-12-27 08:00 | 43826.3333 | 0
2019-12-27 09:00 | 43826.375 | 0
2019-12-27 10:00 | 43826.4167 | 0
2019-12-27 11:00 | 43826.4583 | 126
2019-12-27 12:00 | 43826.5 | 82.8
2019-12-27 13:00 | 43826.5417 | 403.2
2019-12-27 14:00 | 43826.5833 | 378
2019-12-27 15:00 | 43826.625 | 442.8
2019-12-27 16:00 | 43826.6667 | 619.2
2019-12-27 17:00 | 43826.7083 | 630
2019-12-27 18:00 | 43826.75 | 0
2019-12-27 19:00 | 43826.7917 | 0
2019-12-27 20:00 | 43826.8333 | 0
2019-12-27 21:00 | 43826.875 | 0
2019-12-27 22:00 | 43826.9167 | 0
2019-12-27 23:00 | 43826.9583 | 0
2019-12-28 | 43827 | 0
2019-12-28 01:00 | 43827.0417 | 0
2019-12-28 02:00 | 43827.0833 | 0
2019-12-28 03:00 | 43827.125 | 0
2019-12-28 04:00 | 43827.1667 | 0
2019-12-28 05:00 | 43827.2083 | 0
2019-12-28 06:00 | 43827.25 | 0
2019-12-28 07:00 | 43827.2917 | 0
2019-12-28 08:00 | 43827.3333 | 0
2019-12-28 09:00 | 43827.375 | 0
2019-12-28 10:00 | 43827.4167 | 0
2019-12-28 11:00 | 43827.4583 | 1364.4
2019-12-28 12:00 | 43827.5 | 2548.8
2019-12-28 13:00 | 43827.5417 | 2912.4
2019-12-28 14:00 | 43827.5833 | 3099.6
2019-12-28 15:00 | 43827.625 | 2941.2
2019-12-28 16:00 | 43827.6667 | 2430
2019-12-28 17:00 | 43827.7083 | 1076.4
2019-12-28 18:00 | 43827.75 | 0
2019-12-28 19:00 | 43827.7917 | 0
2019-12-28 20:00 | 43827.8333 | 0
2019-12-28 21:00 | 43827.875 | 0
2019-12-28 22:00 | 43827.9167 | 0
2019-12-28 23:00 | 43827.9583 | 0
2019-12-29 | 43828 | 0
2019-12-29 01:00 | 43828.0417 | 0
2019-12-29 02:00 | 43828.0833 | 0
2019-12-29 03:00 | 43828.125 | 0
2019-12-29 04:00 | 43828.1667 | 0
2019-12-29 05:00 | 43828.2083 | 0
2019-12-29 06:00 | 43828.25 | 0
2019-12-29 07:00 | 43828.2917 | 0
2019-12-29 08:00 | 43828.3333 | 0
2019-12-29 09:00 | 43828.375 | 0
2019-12-29 10:00 | 43828.4167 | 0
2019-12-29 11:00 | 43828.4583 | 0
2019-12-29 12:00 | 43828.5 | 0
2019-12-29 13:00 | 43828.5417 | 0
2019-12-29 14:00 | 43828.5833 | 0
2019-12-29 15:00 | 43828.625 | 0
2019-12-29 16:00 | 43828.6667 | 0
2019-12-29 17:00 | 43828.7083 | 0
2019-12-29 18:00 | 43828.75 | 0
2019-12-29 19:00 | 43828.7917 | 0
2019-12-29 20:00 | 43828.8333 | 0
2019-12-29 21:00 | 43828.875 | 0
2019-12-29 22:00 | 43828.9167 | 0
2019-12-29 23:00 | 43828.9583 | 0
2019-12-30 | 43829 | 0
2019-12-30 01:00 | 43829.0417 | 0
2019-12-30 02:00 | 43829.0833 | 0
2019-12-30 03:00 | 43829.125 | 0
2019-12-30 04:00 | 43829.1667 | 0
2019-12-30 05:00 | 43829.2083 | 0
2019-12-30 06:00 | 43829.25 | 0
2019-12-30 07:00 | 43829.2917 | 0
2019-12-30 08:00 | 43829.3333 | 0
2019-12-30 09:00 | 43829.375 | 0
2019-12-30 10:00 | 43829.4167 | 0
2019-12-30 11:00 | 43829.4583 | 838.8
2019-12-30 12:00 | 43829.5 | 1443.6
2019-12-30 13:00 | 43829.5417 | 1724.4
2019-12-30 14:00 | 43829.5833 | 1591.2
2019-12-30 15:00 | 43829.625 | 1378.8
2019-12-30 16:00 | 43829.6667 | 525.6
2019-12-30 17:00 | 43829.7083 | 543.6
2019-12-30 18:00 | 43829.75 | 0
2019-12-30 19:00 | 43829.7917 | 0
2019-12-30 20:00 | 43829.8333 | 0
2019-12-30 21:00 | 43829.875 | 0
2019-12-30 22:00 | 43829.9167 | 0
2019-12-30 23:00 | 43829.9583 | 0
2019-12-31 | 43830 | 0
2019-12-31 01:00 | 43830.0417 | 0
2019-12-31 02:00 | 43830.0833 | 0
2019-12-31 03:00 | 43830.125 | 0
2019-12-31 04:00 | 43830.1667 | 0
2019-12-31 05:00 | 43830.2083 | 0
2019-12-31 06:00 | 43830.25 | 0
2019-12-31 07:00 | 43830.2917 | 0
2019-12-31 08:00 | 43830.3333 | 0
2019-12-31 09:00 | 43830.375 | 0
2019-12-31 10:00 | 43830.4167 | 0
2019-12-31 11:00 | 43830.4583 | 1497.6
2019-12-31 12:00 | 43830.5 | 2203.2
2019-12-31 13:00 | 43830.5417 | 478.8
2019-12-31 14:00 | 43830.5833 | 1180.8
2019-12-31 15:00 | 43830.625 | 399.6
2019-12-31 16:00 | 43830.6667 | 0
2019-12-31 17:00 | 43830.7083 | 0
2019-12-31 18:00 | 43830.75 | 0
2019-12-31 19:00 | 43830.7917 | 0
2019-12-31 20:00 | 43830.8333 | 0
2019-12-31 21:00 | 43830.875 | 0
2019-12-31 22:00 | 43830.9167 | 0
2019-12-31 23:00 | 43830.9583 | 0
0
Formulas:
Date = [Time]

## PV generation
Date | Time | PV generation (kWh) as a function of the installed power P_inst (kWp)
|  | 3 | 4 | 5 | 6 | 7 | 8 | 9 | 10 | 11 | 12 | 13 | 14
2019-01-01 | 43466 | 0 | 0 | 0 | 0 | 0 | 0 | 0 | 0 | 0 | 0 | 0 | 0
2019-01-01 01:00 | 43466.0417 | 0 | 0 | 0 | 0 | 0 | 0 | 0 | 0 | 0 | 0 | 0 | 0
2019-01-01 02:00 | 43466.0833 | 0 | 0 | 0 | 0 | 0 | 0 | 0 | 0 | 0 | 0 | 0 | 0
2019-01-01 03:00 | 43466.125 | 0 | 0 | 0 | 0 | 0 | 0 | 0 | 0 | 0 | 0 | 0 | 0
2019-01-01 04:00 | 43466.1667 | 0 | 0 | 0 | 0 | 0 | 0 | 0 | 0 | 0 | 0 | 0 | 0
2019-01-01 05:00 | 43466.2083 | 0 | 0 | 0 | 0 | 0 | 0 | 0 | 0 | 0 | 0 | 0 | 0
2019-01-01 06:00 | 43466.25 | 0 | 0 | 0 | 0 | 0 | 0 | 0 | 0 | 0 | 0 | 0 | 0
2019-01-01 07:00 | 43466.2917 | 0 | 0 | 0 | 0 | 0 | 0 | 0 | 0 | 0 | 0 | 0 | 0
2019-01-01 08:00 | 43466.3333 | 0 | 0 | 0 | 0 | 0 | 0 | 0 | 0 | 0 | 0 | 0 | 0
2019-01-01 09:00 | 43466.375 | 0.0063506 | 0.0084674 | 0.010584 | 0.012701 | 0.014818 | 0.016935 | 0.019052 | 0.021169 | 0.023285 | 0.025402 | 0.027519 | 0.029636
2019-01-01 10:00 | 43466.4167 | 0.27862 | 0.3715 | 0.46437 | 0.55724 | 0.65012 | 0.74299 | 0.83586 | 0.92874 | 1.0216 | 1.1145 | 1.2074 | 1.3002
2019-01-01 11:00 | 43466.4583 | 0.29575 | 0.39434 | 0.49292 | 0.5915 | 0.69009 | 0.78867 | 0.88726 | 0.98584 | 1.0844 | 1.183 | 1.2816 | 1.3802
2019-01-01 12:00 | 43466.5 | 0.45986 | 0.61315 | 0.76644 | 0.91973 | 1.073 | 1.2263 | 1.3796 | 1.5329 | 1.6862 | 1.8395 | 1.9927 | 2.146
2019-01-01 13:00 | 43466.5417 | 0.63788 | 0.85051 | 1.0631 | 1.2758 | 1.4884 | 1.701 | 1.9136 | 2.1263 | 2.3389 | 2.5515 | 2.7642 | 2.9768
2019-01-01 14:00 | 43466.5833 | 0.57808 | 0.77078 | 0.96347 | 1.1562 | 1.3489 | 1.5416 | 1.7342 | 1.9269 | 2.1196 | 2.3123 | 2.505 | 2.6977
2019-01-01 15:00 | 43466.625 | 0.88816 | 1.1842 | 1.4803 | 1.7763 | 2.0724 | 2.3684 | 2.6645 | 2.9605 | 3.2566 | 3.5527 | 3.8487 | 4.1448
2019-01-01 16:00 | 43466.6667 | 0.2871 | 0.3828 | 0.4785 | 0.5742 | 0.6699 | 0.7656 | 0.8613 | 0.957 | 1.0527 | 1.1484 | 1.2441 | 1.3398
2019-01-01 17:00 | 43466.7083 | 0.01489 | 0.019853 | 0.024817 | 0.02978 | 0.034743 | 0.039707 | 0.04467 | 0.049633 | 0.054597 | 0.05956 | 0.064523 | 0.069487
2019-01-01 18:00 | 43466.75 | 0 | 0 | 0 | 0 | 0 | 0 | 0 | 0 | 0 | 0 | 0 | 0
2019-01-01 19:00 | 43466.7917 | 0 | 0 | 0 | 0 | 0 | 0 | 0 | 0 | 0 | 0 | 0 | 0
2019-01-01 20:00 | 43466.8333 | 0 | 0 | 0 | 0 | 0 | 0 | 0 | 0 | 0 | 0 | 0 | 0
2019-01-01 21:00 | 43466.875 | 0 | 0 | 0 | 0 | 0 | 0 | 0 | 0 | 0 | 0 | 0 | 0
2019-01-01 22:00 | 43466.9167 | 0 | 0 | 0 | 0 | 0 | 0 | 0 | 0 | 0 | 0 | 0 | 0
2019-01-01 23:00 | 43466.9583 | 0 | 0 | 0 | 0 | 0 | 0 | 0 | 0 | 0 | 0 | 0 | 0
2019-01-02 | 43467 | 0 | 0 | 0 | 0 | 0 | 0 | 0 | 0 | 0 | 0 | 0 | 0
2019-01-02 01:00 | 43467.0417 | 0 | 0 | 0 | 0 | 0 | 0 | 0 | 0 | 0 | 0 | 0 | 0
2019-01-02 02:00 | 43467.0833 | 0 | 0 | 0 | 0 | 0 | 0 | 0 | 0 | 0 | 0 | 0 | 0
2019-01-02 03:00 | 43467.125 | 0 | 0 | 0 | 0 | 0 | 0 | 0 | 0 | 0 | 0 | 0 | 0
2019-01-02 04:00 | 43467.1667 | 0 | 0 | 0 | 0 | 0 | 0 | 0 | 0 | 0 | 0 | 0 | 0
2019-01-02 05:00 | 43467.2083 | 0 | 0 | 0 | 0 | 0 | 0 | 0 | 0 | 0 | 0 | 0 | 0
2019-01-02 06:00 | 43467.25 | 0 | 0 | 0 | 0 | 0 | 0 | 0 | 0 | 0 | 0 | 0 | 0
2019-01-02 07:00 | 43467.2917 | 0 | 0 | 0 | 0 | 0 | 0 | 0 | 0 | 0 | 0 | 0 | 0
2019-01-02 08:00 | 43467.3333 | 0 | 0 | 0 | 0 | 0 | 0 | 0 | 0 | 0 | 0 | 0 | 0
2019-01-02 09:00 | 43467.375 | 0.023508 | 0.031344 | 0.03918 | 0.047017 | 0.054853 | 0.062689 | 0.070525 | 0.078361 | 0.086197 | 0.094033 | 0.10187 | 0.10971
2019-01-02 10:00 | 43467.4167 | 0.19329 | 0.25772 | 0.32215 | 0.38658 | 0.45101 | 0.51544 | 0.57987 | 0.6443 | 0.70873 | 0.77316 | 0.83758 | 0.90201
2019-01-02 11:00 | 43467.4583 | 0.33171 | 0.44227 | 0.55284 | 0.66341 | 0.77398 | 0.88455 | 0.99512 | 1.1057 | 1.2163 | 1.3268 | 1.4374 | 1.548
2019-01-02 12:00 | 43467.5 | 0.45715 | 0.60953 | 0.76191 | 0.9143 | 1.0667 | 1.2191 | 1.3714 | 1.5238 | 1.6762 | 1.8286 | 1.981 | 2.1334
2019-01-02 13:00 | 43467.5417 | 0.479 | 0.63867 | 0.79834 | 0.95801 | 1.1177 | 1.2773 | 1.437 | 1.5967 | 1.7563 | 1.916 | 2.0757 | 2.2353
2019-01-02 14:00 | 43467.5833 | 0.42988 | 0.57317 | 0.71647 | 0.85976 | 1.0031 | 1.1463 | 1.2896 | 1.4329 | 1.5762 | 1.7195 | 1.8628 | 2.0061
2019-01-02 15:00 | 43467.625 | 0.26963 | 0.35951 | 0.44939 | 0.53926 | 0.62914 | 0.71902 | 0.8089 | 0.89877 | 0.98865 | 1.0785 | 1.1684 | 1.2583
2019-01-02 16:00 | 43467.6667 | 0.13374 | 0.17832 | 0.2229 | 0.26749 | 0.31207 | 0.35665 | 0.40123 | 0.44581 | 0.49039 | 0.53497 | 0.57955 | 0.62413
2019-01-02 17:00 | 43467.7083 | 0.0048554 | 0.0064738 | 0.0080923 | 0.0097108 | 0.011329 | 0.012948 | 0.014566 | 0.016185 | 0.017803 | 0.019422 | 0.02104 | 0.022658
2019-01-02 18:00 | 43467.75 | 0 | 0 | 0 | 0 | 0 | 0 | 0 | 0 | 0 | 0 | 0 | 0
2019-01-02 19:00 | 43467.7917 | 0 | 0 | 0 | 0 | 0 | 0 | 0 | 0 | 0 | 0 | 0 | 0
2019-01-02 20:00 | 43467.8333 | 0 | 0 | 0 | 0 | 0 | 0 | 0 | 0 | 0 | 0 | 0 | 0
2019-01-02 21:00 | 43467.875 | 0 | 0 | 0 | 0 | 0 | 0 | 0 | 0 | 0 | 0 | 0 | 0
2019-01-02 22:00 | 43467.9167 | 0 | 0 | 0 | 0 | 0 | 0 | 0 | 0 | 0 | 0 | 0 | 0
2019-01-02 23:00 | 43467.9583 | 0 | 0 | 0 | 0 | 0 | 0 | 0 | 0 | 0 | 0 | 0 | 0
2019-01-03 | 43468 | 0 | 0 | 0 | 0 | 0 | 0 | 0 | 0 | 0 | 0 | 0 | 0
2019-01-03 01:00 | 43468.0417 | 0 | 0 | 0 | 0 | 0 | 0 | 0 | 0 | 0 | 0 | 0 | 0
2019-01-03 02:00 | 43468.0833 | 0 | 0 | 0 | 0 | 0 | 0 | 0 | 0 | 0 | 0 | 0 | 0
2019-01-03 03:00 | 43468.125 | 0 | 0 | 0 | 0 | 0 | 0 | 0 | 0 | 0 | 0 | 0 | 0
2019-01-03 04:00 | 43468.1667 | 0 | 0 | 0 | 0 | 0 | 0 | 0 | 0 | 0 | 0 | 0 | 0
2019-01-03 05:00 | 43468.2083 | 0 | 0 | 0 | 0 | 0 | 0 | 0 | 0 | 0 | 0 | 0 | 0
2019-01-03 06:00 | 43468.25 | 0 | 0 | 0 | 0 | 0 | 0 | 0 | 0 | 0 | 0 | 0 | 0
2019-01-03 07:00 | 43468.2917 | 0 | 0 | 0 | 0 | 0 | 0 | 0 | 0 | 0 | 0 | 0 | 0
2019-01-03 08:00 | 43468.3333 | 0 | 0 | 0 | 0 | 0 | 0 | 0 | 0 | 0 | 0 | 0 | 0
2019-01-03 09:00 | 43468.375 | 0.021015 | 0.02802 | 0.035025 | 0.04203 | 0.049035 | 0.05604 | 0.063045 | 0.070049 | 0.077054 | 0.084059 | 0.091064 | 0.098069
2019-01-03 10:00 | 43468.4167 | 0.17073 | 0.22764 | 0.28455 | 0.34146 | 0.39838 | 0.45529 | 0.5122 | 0.56911 | 0.62602 | 0.68293 | 0.73984 | 0.79675
2019-01-03 11:00 | 43468.4583 | 0.34069 | 0.45426 | 0.56782 | 0.68139 | 0.79495 | 0.90851 | 1.0221 | 1.1356 | 1.2492 | 1.3628 | 1.4763 | 1.5899
2019-01-03 12:00 | 43468.5 | 0.42184 | 0.56245 | 0.70306 | 0.84367 | 0.98428 | 1.1249 | 1.2655 | 1.4061 | 1.5467 | 1.6873 | 1.828 | 1.9686
2019-01-03 13:00 | 43468.5417 | 0.53302 | 0.71069 | 0.88837 | 1.066 | 1.2437 | 1.4214 | 1.5991 | 1.7767 | 1.9544 | 2.1321 | 2.3098 | 2.4874
2019-01-03 14:00 | 43468.5833 | 0.42083 | 0.5611 | 0.70138 | 0.84165 | 0.98193 | 1.1222 | 1.2625 | 1.4028 | 1.543 | 1.6833 | 1.8236 | 1.9639
2019-01-03 15:00 | 43468.625 | 0.26354 | 0.35138 | 0.43923 | 0.52707 | 0.61492 | 0.70276 | 0.79061 | 0.87845 | 0.9663 | 1.0541 | 1.142 | 1.2298
2019-01-03 16:00 | 43468.6667 | 0.1364 | 0.18186 | 0.22733 | 0.27279 | 0.31826 | 0.36372 | 0.40919 | 0.45465 | 0.50012 | 0.54558 | 0.59105 | 0.63651
2019-01-03 17:00 | 43468.7083 | 0.006258 | 0.008344 | 0.01043 | 0.012516 | 0.014602 | 0.016688 | 0.018774 | 0.02086 | 0.022946 | 0.025032 | 0.027118 | 0.029204
2019-01-03 18:00 | 43468.75 | 0 | 0 | 0 | 0 | 0 | 0 | 0 | 0 | 0 | 0 | 0 | 0
2019-01-03 19:00 | 43468.7917 | 0 | 0 | 0 | 0 | 0 | 0 | 0 | 0 | 0 | 0 | 0 | 0
2019-01-03 20:00 | 43468.8333 | 0 | 0 | 0 | 0 | 0 | 0 | 0 | 0 | 0 | 0 | 0 | 0
2019-01-03 21:00 | 43468.875 | 0 | 0 | 0 | 0 | 0 | 0 | 0 | 0 | 0 | 0 | 0 | 0
2019-01-03 22:00 | 43468.9167 | 0 | 0 | 0 | 0 | 0 | 0 | 0 | 0 | 0 | 0 | 0 | 0
2019-01-03 23:00 | 43468.9583 | 0 | 0 | 0 | 0 | 0 | 0 | 0 | 0 | 0 | 0 | 0 | 0
2019-01-04 | 43469 | 0 | 0 | 0 | 0 | 0 | 0 | 0 | 0 | 0 | 0 | 0 | 0
2019-01-04 01:00 | 43469.0417 | 0 | 0 | 0 | 0 | 0 | 0 | 0 | 0 | 0 | 0 | 0 | 0
2019-01-04 02:00 | 43469.0833 | 0 | 0 | 0 | 0 | 0 | 0 | 0 | 0 | 0 | 0 | 0 | 0
2019-01-04 03:00 | 43469.125 | 0 | 0 | 0 | 0 | 0 | 0 | 0 | 0 | 0 | 0 | 0 | 0
2019-01-04 04:00 | 43469.1667 | 0 | 0 | 0 | 0 | 0 | 0 | 0 | 0 | 0 | 0 | 0 | 0
2019-01-04 05:00 | 43469.2083 | 0 | 0 | 0 | 0 | 0 | 0 | 0 | 0 | 0 | 0 | 0 | 0
2019-01-04 06:00 | 43469.25 | 0 | 0 | 0 | 0 | 0 | 0 | 0 | 0 | 0 | 0 | 0 | 0
2019-01-04 07:00 | 43469.2917 | 0 | 0 | 0 | 0 | 0 | 0 | 0 | 0 | 0 | 0 | 0 | 0
2019-01-04 08:00 | 43469.3333 | 0 | 0 | 0 | 0 | 0 | 0 | 0 | 0 | 0 | 0 | 0 | 0
2019-01-04 09:00 | 43469.375 | 0.085437 | 0.11392 | 0.14239 | 0.17087 | 0.19935 | 0.22783 | 0.25631 | 0.28479 | 0.31327 | 0.34175 | 0.37022 | 0.3987
2019-01-04 10:00 | 43469.4167 | 0.48649 | 0.64866 | 0.81082 | 0.97299 | 1.1352 | 1.2973 | 1.4595 | 1.6216 | 1.7838 | 1.946 | 2.1081 | 2.2703
2019-01-04 11:00 | 43469.4583 | 0.73285 | 0.97713 | 1.2214 | 1.4657 | 1.71 | 1.9543 | 2.1985 | 2.4428 | 2.6871 | 2.9314 | 3.1757 | 3.42
2019-01-04 12:00 | 43469.5 | 1.765 | 2.3533 | 2.9416 | 3.5299 | 4.1182 | 4.7066 | 5.2949 | 5.8832 | 6.4715 | 7.0598 | 7.6482 | 8.2365
2019-01-04 13:00 | 43469.5417 | 1.1036 | 1.4714 | 1.8393 | 2.2071 | 2.575 | 2.9429 | 3.3107 | 3.6786 | 4.0464 | 4.4143 | 4.7821 | 5.15
2019-01-04 14:00 | 43469.5833 | 0.21347 | 0.28463 | 0.35578 | 0.42694 | 0.4981 | 0.56925 | 0.64041 | 0.71156 | 0.78272 | 0.85388 | 0.92503 | 0.99619
2019-01-04 15:00 | 43469.625 | 0.35606 | 0.47475 | 0.59343 | 0.71212 | 0.83081 | 0.9495 | 1.0682 | 1.1869 | 1.3056 | 1.4242 | 1.5429 | 1.6616
2019-01-04 16:00 | 43469.6667 | 0.32761 | 0.43681 | 0.54601 | 0.65522 | 0.76442 | 0.87362 | 0.98283 | 1.092 | 1.2012 | 1.3104 | 1.4196 | 1.5288
2019-01-04 17:00 | 43469.7083 | 0.021082 | 0.02811 | 0.035137 | 0.042165 | 0.049192 | 0.05622 | 0.063247 | 0.070275 | 0.077302 | 0.08433 | 0.091357 | 0.098385
2019-01-04 18:00 | 43469.75 | 0 | 0 | 0 | 0 | 0 | 0 | 0 | 0 | 0 | 0 | 0 | 0
2019-01-04 19:00 | 43469.7917 | 0 | 0 | 0 | 0 | 0 | 0 | 0 | 0 | 0 | 0 | 0 | 0
2019-01-04 20:00 | 43469.8333 | 0 | 0 | 0 | 0 | 0 | 0 | 0 | 0 | 0 | 0 | 0 | 0
2019-01-04 21:00 | 43469.875 | 0 | 0 | 0 | 0 | 0 | 0 | 0 | 0 | 0 | 0 | 0 | 0
2019-01-04 22:00 | 43469.9167 | 0 | 0 | 0 | 0 | 0 | 0 | 0 | 0 | 0 | 0 | 0 | 0
2019-01-04 23:00 | 43469.9583 | 0 | 0 | 0 | 0 | 0 | 0 | 0 | 0 | 0 | 0 | 0 | 0
2019-01-05 | 43470 | 0 | 0 | 0 | 0 | 0 | 0 | 0 | 0 | 0 | 0 | 0 | 0
2019-01-05 01:00 | 43470.0417 | 0 | 0 | 0 | 0 | 0 | 0 | 0 | 0 | 0 | 0 | 0 | 0
2019-01-05 02:00 | 43470.0833 | 0 | 0 | 0 | 0 | 0 | 0 | 0 | 0 | 0 | 0 | 0 | 0
2019-01-05 03:00 | 43470.125 | 0 | 0 | 0 | 0 | 0 | 0 | 0 | 0 | 0 | 0 | 0 | 0
2019-01-05 04:00 | 43470.1667 | 0 | 0 | 0 | 0 | 0 | 0 | 0 | 0 | 0 | 0 | 0 | 0
2019-01-05 05:00 | 43470.2083 | 0 | 0 | 0 | 0 | 0 | 0 | 0 | 0 | 0 | 0 | 0 | 0
2019-01-05 06:00 | 43470.25 | 0 | 0 | 0 | 0 | 0 | 0 | 0 | 0 | 0 | 0 | 0 | 0
2019-01-05 07:00 | 43470.2917 | 0 | 0 | 0 | 0 | 0 | 0 | 0 | 0 | 0 | 0 | 0 | 0
2019-01-05 08:00 | 43470.3333 | 0 | 0 | 0 | 0 | 0 | 0 | 0 | 0 | 0 | 0 | 0 | 0
2019-01-05 09:00 | 43470.375 | 0.051369 | 0.068491 | 0.085614 | 0.10274 | 0.11986 | 0.13698 | 0.15411 | 0.17123 | 0.18835 | 0.20547 | 0.2226 | 0.23972
2019-01-05 10:00 | 43470.4167 | 1.078 | 1.4374 | 1.7967 | 2.1561 | 2.5154 | 2.8748 | 3.2341 | 3.5934 | 3.9528 | 4.3121 | 4.6715 | 5.0308
2019-01-05 11:00 | 43470.4583 | 1.8246 | 2.4328 | 3.041 | 3.6492 | 4.2574 | 4.8656 | 5.4739 | 6.0821 | 6.6903 | 7.2985 | 7.9067 | 8.5149
2019-01-05 12:00 | 43470.5 | 2.2693 | 3.0257 | 3.7821 | 4.5385 | 5.295 | 6.0514 | 6.8078 | 7.5642 | 8.3206 | 9.0771 | 9.8335 | 10.5899
2019-01-05 13:00 | 43470.5417 | 2.3555 | 3.1407 | 3.9259 | 4.711 | 5.4962 | 6.2814 | 7.0666 | 7.8517 | 8.6369 | 9.4221 | 10.2073 | 10.9924
2019-01-05 14:00 | 43470.5833 | 2.1428 | 2.857 | 3.5713 | 4.2856 | 4.9998 | 5.7141 | 6.4283 | 7.1426 | 7.8569 | 8.5711 | 9.2854 | 9.9996
2019-01-05 15:00 | 43470.625 | 1.3646 | 1.8194 | 2.2743 | 2.7291 | 3.184 | 3.6388 | 4.0937 | 4.5485 | 5.0034 | 5.4582 | 5.9131 | 6.3679
2019-01-05 16:00 | 43470.6667 | 0.87218 | 1.1629 | 1.4536 | 1.7444 | 2.0351 | 2.3258 | 2.6165 | 2.9073 | 3.198 | 3.4887 | 3.7794 | 4.0702
2019-01-05 17:00 | 43470.7083 | 0.051431 | 0.068574 | 0.085718 | 0.10286 | 0.12 | 0.13715 | 0.15429 | 0.17144 | 0.18858 | 0.20572 | 0.22287 | 0.24001
2019-01-05 18:00 | 43470.75 | 0 | 0 | 0 | 0 | 0 | 0 | 0 | 0 | 0 | 0 | 0 | 0
2019-01-05 19:00 | 43470.7917 | 0 | 0 | 0 | 0 | 0 | 0 | 0 | 0 | 0 | 0 | 0 | 0
2019-01-05 20:00 | 43470.8333 | 0 | 0 | 0 | 0 | 0 | 0 | 0 | 0 | 0 | 0 | 0 | 0
2019-01-05 21:00 | 43470.875 | 0 | 0 | 0 | 0 | 0 | 0 | 0 | 0 | 0 | 0 | 0 | 0
2019-01-05 22:00 | 43470.9167 | 0 | 0 | 0 | 0 | 0 | 0 | 0 | 0 | 0 | 0 | 0 | 0
2019-01-05 23:00 | 43470.9583 | 0 | 0 | 0 | 0 | 0 | 0 | 0 | 0 | 0 | 0 | 0 | 0
2019-01-06 | 43471 | 0 | 0 | 0 | 0 | 0 | 0 | 0 | 0 | 0 | 0 | 0 | 0
2019-01-06 01:00 | 43471.0417 | 0 | 0 | 0 | 0 | 0 | 0 | 0 | 0 | 0 | 0 | 0 | 0
2019-01-06 02:00 | 43471.0833 | 0 | 0 | 0 | 0 | 0 | 0 | 0 | 0 | 0 | 0 | 0 | 0
2019-01-06 03:00 | 43471.125 | 0 | 0 | 0 | 0 | 0 | 0 | 0 | 0 | 0 | 0 | 0 | 0
2019-01-06 04:00 | 43471.1667 | 0 | 0 | 0 | 0 | 0 | 0 | 0 | 0 | 0 | 0 | 0 | 0
2019-01-06 05:00 | 43471.2083 | 0 | 0 | 0 | 0 | 0 | 0 | 0 | 0 | 0 | 0 | 0 | 0
2019-01-06 06:00 | 43471.25 | 0 | 0 | 0 | 0 | 0 | 0 | 0 | 0 | 0 | 0 | 0 | 0
2019-01-06 07:00 | 43471.2917 | 0 | 0 | 0 | 0 | 0 | 0 | 0 | 0 | 0 | 0 | 0 | 0
2019-01-06 08:00 | 43471.3333 | 0 | 0 | 0 | 0 | 0 | 0 | 0 | 0 | 0 | 0 | 0 | 0
2019-01-06 09:00 | 43471.375 | 0.022744 | 0.030325 | 0.037906 | 0.045487 | 0.053069 | 0.06065 | 0.068231 | 0.075812 | 0.083394 | 0.090975 | 0.098556 | 0.10614
2019-01-06 10:00 | 43471.4167 | 0.52991 | 0.70654 | 0.88318 | 1.0598 | 1.2364 | 1.4131 | 1.5897 | 1.7664 | 1.943 | 2.1196 | 2.2963 | 2.4729
2019-01-06 11:00 | 43471.4583 | 0.80725 | 1.0763 | 1.3454 | 1.6145 | 1.8836 | 2.1527 | 2.4217 | 2.6908 | 2.9599 | 3.229 | 3.4981 | 3.7672
2019-01-06 12:00 | 43471.5 | 1.2626 | 1.6835 | 2.1044 | 2.5252 | 2.9461 | 3.367 | 3.7879 | 4.2087 | 4.6296 | 5.0505 | 5.4713 | 5.8922
2019-01-06 13:00 | 43471.5417 | 1.0767 | 1.4356 | 1.7945 | 2.1534 | 2.5123 | 2.8712 | 3.2301 | 3.589 | 3.9479 | 4.3068 | 4.6657 | 5.0246
2019-01-06 14:00 | 43471.5833 | 0.92621 | 1.235 | 1.5437 | 1.8524 | 2.1612 | 2.4699 | 2.7786 | 3.0874 | 3.3961 | 3.7049 | 4.0136 | 4.3223
2019-01-06 15:00 | 43471.625 | 0.66223 | 0.88297 | 1.1037 | 1.3245 | 1.5452 | 1.7659 | 1.9867 | 2.2074 | 2.4282 | 2.6489 | 2.8697 | 3.0904
2019-01-06 16:00 | 43471.6667 | 0.29855 | 0.39807 | 0.49759 | 0.5971 | 0.69662 | 0.79614 | 0.89566 | 0.99517 | 1.0947 | 1.1942 | 1.2937 | 1.3932
2019-01-06 17:00 | 43471.7083 | 0.0069278 | 0.0092371 | 0.011546 | 0.013856 | 0.016165 | 0.018474 | 0.020783 | 0.023093 | 0.025402 | 0.027711 | 0.03002 | 0.03233
2019-01-06 18:00 | 43471.75 | 0 | 0 | 0 | 0 | 0 | 0 | 0 | 0 | 0 | 0 | 0 | 0
2019-01-06 19:00 | 43471.7917 | 0 | 0 | 0 | 0 | 0 | 0 | 0 | 0 | 0 | 0 | 0 | 0
2019-01-06 20:00 | 43471.8333 | 0 | 0 | 0 | 0 | 0 | 0 | 0 | 0 | 0 | 0 | 0 | 0
2019-01-06 21:00 | 43471.875 | 0 | 0 | 0 | 0 | 0 | 0 | 0 | 0 | 0 | 0 | 0 | 0
2019-01-06 22:00 | 43471.9167 | 0 | 0 | 0 | 0 | 0 | 0 | 0 | 0 | 0 | 0 | 0 | 0
2019-01-06 23:00 | 43471.9583 | 0 | 0 | 0 | 0 | 0 | 0 | 0 | 0 | 0 | 0 | 0 | 0
2019-01-07 | 43472 | 0 | 0 | 0 | 0 | 0 | 0 | 0 | 0 | 0 | 0 | 0 | 0
2019-01-07 01:00 | 43472.0417 | 0 | 0 | 0 | 0 | 0 | 0 | 0 | 0 | 0 | 0 | 0 | 0
2019-01-07 02:00 | 43472.0833 | 0 | 0 | 0 | 0 | 0 | 0 | 0 | 0 | 0 | 0 | 0 | 0
2019-01-07 03:00 | 43472.125 | 0 | 0 | 0 | 0 | 0 | 0 | 0 | 0 | 0 | 0 | 0 | 0
2019-01-07 04:00 | 43472.1667 | 0 | 0 | 0 | 0 | 0 | 0 | 0 | 0 | 0 | 0 | 0 | 0
2019-01-07 05:00 | 43472.2083 | 0 | 0 | 0 | 0 | 0 | 0 | 0 | 0 | 0 | 0 | 0 | 0
2019-01-07 06:00 | 43472.25 | 0 | 0 | 0 | 0 | 0 | 0 | 0 | 0 | 0 | 0 | 0 | 0
2019-01-07 07:00 | 43472.2917 | 0 | 0 | 0 | 0 | 0 | 0 | 0 | 0 | 0 | 0 | 0 | 0
2019-01-07 08:00 | 43472.3333 | 0 | 0 | 0 | 0 | 0 | 0 | 0 | 0 | 0 | 0 | 0 | 0
2019-01-07 09:00 | 43472.375 | 0.031742 | 0.042322 | 0.052903 | 0.063483 | 0.074064 | 0.084645 | 0.095225 | 0.10581 | 0.11639 | 0.12697 | 0.13755 | 0.14813
2019-01-07 10:00 | 43472.4167 | 0.31579 | 0.42106 | 0.52632 | 0.63159 | 0.73685 | 0.84212 | 0.94738 | 1.0526 | 1.1579 | 1.2632 | 1.3684 | 1.4737
2019-01-07 11:00 | 43472.4583 | 0.56135 | 0.74847 | 0.93559 | 1.1227 | 1.3098 | 1.4969 | 1.6841 | 1.8712 | 2.0583 | 2.2454 | 2.4325 | 2.6196
2019-01-07 12:00 | 43472.5 | 0.62424 | 0.83232 | 1.0404 | 1.2485 | 1.4566 | 1.6646 | 1.8727 | 2.0808 | 2.2889 | 2.497 | 2.705 | 2.9131
2019-01-07 13:00 | 43472.5417 | 0.66004 | 0.88005 | 1.1001 | 1.3201 | 1.5401 | 1.7601 | 1.9801 | 2.2001 | 2.4201 | 2.6402 | 2.8602 | 3.0802
2019-01-07 14:00 | 43472.5833 | 0.56188 | 0.74918 | 0.93647 | 1.1238 | 1.3111 | 1.4984 | 1.6856 | 1.8729 | 2.0602 | 2.2475 | 2.4348 | 2.6221
2019-01-07 15:00 | 43472.625 | 0.34239 | 0.45652 | 0.57065 | 0.68477 | 0.7989 | 0.91303 | 1.0272 | 1.1413 | 1.2554 | 1.3695 | 1.4837 | 1.5978
2019-01-07 16:00 | 43472.6667 | 0.20421 | 0.27228 | 0.34035 | 0.40842 | 0.47649 | 0.54456 | 0.61263 | 0.6807 | 0.74877 | 0.81684 | 0.88491 | 0.95299
2019-01-07 17:00 | 43472.7083 | 0.0068655 | 0.009154 | 0.011442 | 0.013731 | 0.016019 | 0.018308 | 0.020596 | 0.022885 | 0.025173 | 0.027462 | 0.02975 | 0.032039
2019-01-07 18:00 | 43472.75 | 0 | 0 | 0 | 0 | 0 | 0 | 0 | 0 | 0 | 0 | 0 | 0
2019-01-07 19:00 | 43472.7917 | 0 | 0 | 0 | 0 | 0 | 0 | 0 | 0 | 0 | 0 | 0 | 0
2019-01-07 20:00 | 43472.8333 | 0 | 0 | 0 | 0 | 0 | 0 | 0 | 0 | 0 | 0 | 0 | 0
2019-01-07 21:00 | 43472.875 | 0 | 0 | 0 | 0 | 0 | 0 | 0 | 0 | 0 | 0 | 0 | 0
2019-01-07 22:00 | 43472.9167 | 0 | 0 | 0 | 0 | 0 | 0 | 0 | 0 | 0 | 0 | 0 | 0
2019-01-07 23:00 | 43472.9583 | 0 | 0 | 0 | 0 | 0 | 0 | 0 | 0 | 0 | 0 | 0 | 0
2019-01-08 | 43473 | 0 | 0 | 0 | 0 | 0 | 0 | 0 | 0 | 0 | 0 | 0 | 0
2019-01-08 01:00 | 43473.0417 | 0 | 0 | 0 | 0 | 0 | 0 | 0 | 0 | 0 | 0 | 0 | 0
2019-01-08 02:00 | 43473.0833 | 0 | 0 | 0 | 0 | 0 | 0 | 0 | 0 | 0 | 0 | 0 | 0
2019-01-08 03:00 | 43473.125 | 0 | 0 | 0 | 0 | 0 | 0 | 0 | 0 | 0 | 0 | 0 | 0
2019-01-08 04:00 | 43473.1667 | 0 | 0 | 0 | 0 | 0 | 0 | 0 | 0 | 0 | 0 | 0 | 0
2019-01-08 05:00 | 43473.2083 | 0 | 0 | 0 | 0 | 0 | 0 | 0 | 0 | 0 | 0 | 0 | 0
2019-01-08 06:00 | 43473.25 | 0 | 0 | 0 | 0 | 0 | 0 | 0 | 0 | 0 | 0 | 0 | 0
2019-01-08 07:00 | 43473.2917 | 0 | 0 | 0 | 0 | 0 | 0 | 0 | 0 | 0 | 0 | 0 | 0
2019-01-08 08:00 | 43473.3333 | 0 | 0 | 0 | 0 | 0 | 0 | 0 | 0 | 0 | 0 | 0 | 0
2019-01-08 09:00 | 43473.375 | 0.034406 | 0.045874 | 0.057343 | 0.068811 | 0.08028 | 0.091748 | 0.10322 | 0.11469 | 0.12615 | 0.13762 | 0.14909 | 0.16056
2019-01-08 10:00 | 43473.4167 | 0.36761 | 0.49015 | 0.61269 | 0.73523 | 0.85777 | 0.98031 | 1.1028 | 1.2254 | 1.3479 | 1.4705 | 1.593 | 1.7155
2019-01-08 11:00 | 43473.4583 | 0.30849 | 0.41131 | 0.51414 | 0.61697 | 0.7198 | 0.82263 | 0.92546 | 1.0283 | 1.1311 | 1.2339 | 1.3368 | 1.4396
2019-01-08 12:00 | 43473.5 | 0.62827 | 0.83769 | 1.0471 | 1.2565 | 1.466 | 1.6754 | 1.8848 | 2.0942 | 2.3037 | 2.5131 | 2.7225 | 2.9319
2019-01-08 13:00 | 43473.5417 | 0.8331 | 1.1108 | 1.3885 | 1.6662 | 1.9439 | 2.2216 | 2.4993 | 2.777 | 3.0547 | 3.3324 | 3.6101 | 3.8878
2019-01-08 14:00 | 43473.5833 | 0.96793 | 1.2906 | 1.6132 | 1.9359 | 2.2585 | 2.5811 | 2.9038 | 3.2264 | 3.5491 | 3.8717 | 4.1943 | 4.517
2019-01-08 15:00 | 43473.625 | 0.37518 | 0.50024 | 0.6253 | 0.75036 | 0.87543 | 1.0005 | 1.1255 | 1.2506 | 1.3757 | 1.5007 | 1.6258 | 1.7509
2019-01-08 16:00 | 43473.6667 | 0.17094 | 0.22792 | 0.28491 | 0.34189 | 0.39887 | 0.45585 | 0.51283 | 0.56981 | 0.62679 | 0.68377 | 0.74076 | 0.79774
2019-01-08 17:00 | 43473.7083 | 0.0070152 | 0.0093535 | 0.011692 | 0.01403 | 0.016369 | 0.018707 | 0.021045 | 0.023384 | 0.025722 | 0.028061 | 0.030399 | 0.032737
2019-01-08 18:00 | 43473.75 | 0 | 0 | 0 | 0 | 0 | 0 | 0 | 0 | 0 | 0 | 0 | 0
2019-01-08 19:00 | 43473.7917 | 0 | 0 | 0 | 0 | 0 | 0 | 0 | 0 | 0 | 0 | 0 | 0
2019-01-08 20:00 | 43473.8333 | 0 | 0 | 0 | 0 | 0 | 0 | 0 | 0 | 0 | 0 | 0 | 0
2019-01-08 21:00 | 43473.875 | 0 | 0 | 0 | 0 | 0 | 0 | 0 | 0 | 0 | 0 | 0 | 0
2019-01-08 22:00 | 43473.9167 | 0 | 0 | 0 | 0 | 0 | 0 | 0 | 0 | 0 | 0 | 0 | 0
2019-01-08 23:00 | 43473.9583 | 0 | 0 | 0 | 0 | 0 | 0 | 0 | 0 | 0 | 0 | 0 | 0
2019-01-09 | 43474 | 0 | 0 | 0 | 0 | 0 | 0 | 0 | 0 | 0 | 0 | 0 | 0
2019-01-09 01:00 | 43474.0417 | 0 | 0 | 0 | 0 | 0 | 0 | 0 | 0 | 0 | 0 | 0 | 0
2019-01-09 02:00 | 43474.0833 | 0 | 0 | 0 | 0 | 0 | 0 | 0 | 0 | 0 | 0 | 0 | 0
2019-01-09 03:00 | 43474.125 | 0 | 0 | 0 | 0 | 0 | 0 | 0 | 0 | 0 | 0 | 0 | 0
2019-01-09 04:00 | 43474.1667 | 0 | 0 | 0 | 0 | 0 | 0 | 0 | 0 | 0 | 0 | 0 | 0
2019-01-09 05:00 | 43474.2083 | 0 | 0 | 0 | 0 | 0 | 0 | 0 | 0 | 0 | 0 | 0 | 0
2019-01-09 06:00 | 43474.25 | 0 | 0 | 0 | 0 | 0 | 0 | 0 | 0 | 0 | 0 | 0 | 0
2019-01-09 07:00 | 43474.2917 | 0 | 0 | 0 | 0 | 0 | 0 | 0 | 0 | 0 | 0 | 0 | 0
2019-01-09 08:00 | 43474.3333 | 0 | 0 | 0 | 0 | 0 | 0 | 0 | 0 | 0 | 0 | 0 | 0
2019-01-09 09:00 | 43474.375 | 0.025487 | 0.033982 | 0.042478 | 0.050974 | 0.059469 | 0.067965 | 0.076461 | 0.084956 | 0.093452 | 0.10195 | 0.11044 | 0.11894
2019-01-09 10:00 | 43474.4167 | 0.31945 | 0.42593 | 0.53241 | 0.63889 | 0.74538 | 0.85186 | 0.95834 | 1.0648 | 1.1713 | 1.2778 | 1.3843 | 1.4908
2019-01-09 11:00 | 43474.4583 | 0.43092 | 0.57457 | 0.71821 | 0.86185 | 1.0055 | 1.1491 | 1.2928 | 1.4364 | 1.5801 | 1.7237 | 1.8673 | 2.011
2019-01-09 12:00 | 43474.5 | 0.87772 | 1.1703 | 1.4629 | 1.7554 | 2.048 | 2.3406 | 2.6332 | 2.9257 | 3.2183 | 3.5109 | 3.8035 | 4.096
2019-01-09 13:00 | 43474.5417 | 0.94487 | 1.2598 | 1.5748 | 1.8897 | 2.2047 | 2.5196 | 2.8346 | 3.1496 | 3.4645 | 3.7795 | 4.0944 | 4.4094
2019-01-09 14:00 | 43474.5833 | 0.36854 | 0.49138 | 0.61423 | 0.73707 | 0.85992 | 0.98276 | 1.1056 | 1.2285 | 1.3513 | 1.4741 | 1.597 | 1.7198
2019-01-09 15:00 | 43474.625 | 0.42061 | 0.56081 | 0.70102 | 0.84122 | 0.98143 | 1.1216 | 1.2618 | 1.402 | 1.5422 | 1.6824 | 1.8226 | 1.9629
2019-01-09 16:00 | 43474.6667 | 0.12678 | 0.16904 | 0.2113 | 0.25356 | 0.29582 | 0.33808 | 0.38034 | 0.4226 | 0.46486 | 0.50712 | 0.54939 | 0.59165
2019-01-09 17:00 | 43474.7083 | 0.0071714 | 0.0095619 | 0.011952 | 0.014343 | 0.016733 | 0.019124 | 0.021514 | 0.023905 | 0.026295 | 0.028686 | 0.031076 | 0.033467
2019-01-09 18:00 | 43474.75 | 0 | 0 | 0 | 0 | 0 | 0 | 0 | 0 | 0 | 0 | 0 | 0
2019-01-09 19:00 | 43474.7917 | 0 | 0 | 0 | 0 | 0 | 0 | 0 | 0 | 0 | 0 | 0 | 0
2019-01-09 20:00 | 43474.8333 | 0 | 0 | 0 | 0 | 0 | 0 | 0 | 0 | 0 | 0 | 0 | 0
2019-01-09 21:00 | 43474.875 | 0 | 0 | 0 | 0 | 0 | 0 | 0 | 0 | 0 | 0 | 0 | 0
2019-01-09 22:00 | 43474.9167 | 0 | 0 | 0 | 0 | 0 | 0 | 0 | 0 | 0 | 0 | 0 | 0
2019-01-09 23:00 | 43474.9583 | 0 | 0 | 0 | 0 | 0 | 0 | 0 | 0 | 0 | 0 | 0 | 0
2019-01-10 | 43475 | 0 | 0 | 0 | 0 | 0 | 0 | 0 | 0 | 0 | 0 | 0 | 0
2019-01-10 01:00 | 43475.0417 | 0 | 0 | 0 | 0 | 0 | 0 | 0 | 0 | 0 | 0 | 0 | 0
2019-01-10 02:00 | 43475.0833 | 0 | 0 | 0 | 0 | 0 | 0 | 0 | 0 | 0 | 0 | 0 | 0
2019-01-10 03:00 | 43475.125 | 0 | 0 | 0 | 0 | 0 | 0 | 0 | 0 | 0 | 0 | 0 | 0
2019-01-10 04:00 | 43475.1667 | 0 | 0 | 0 | 0 | 0 | 0 | 0 | 0 | 0 | 0 | 0 | 0
2019-01-10 05:00 | 43475.2083 | 0 | 0 | 0 | 0 | 0 | 0 | 0 | 0 | 0 | 0 | 0 | 0
2019-01-10 06:00 | 43475.25 | 0 | 0 | 0 | 0 | 0 | 0 | 0 | 0 | 0 | 0 | 0 | 0
2019-01-10 07:00 | 43475.2917 | 0 | 0 | 0 | 0 | 0 | 0 | 0 | 0 | 0 | 0 | 0 | 0
2019-01-10 08:00 | 43475.3333 | 0 | 0 | 0 | 0 | 0 | 0 | 0 | 0 | 0 | 0 | 0 | 0
2019-01-10 09:00 | 43475.375 | 0.0096796 | 0.012906 | 0.016133 | 0.019359 | 0.022586 | 0.025812 | 0.029039 | 0.032265 | 0.035492 | 0.038718 | 0.041945 | 0.045171
2019-01-10 10:00 | 43475.4167 | 0.14523 | 0.19364 | 0.24205 | 0.29046 | 0.33887 | 0.38728 | 0.43569 | 0.48409 | 0.5325 | 0.58091 | 0.62932 | 0.67773
2019-01-10 11:00 | 43475.4583 | 0.23789 | 0.31719 | 0.39648 | 0.47578 | 0.55508 | 0.63437 | 0.71367 | 0.79297 | 0.87226 | 0.95156 | 1.0309 | 1.1102
2019-01-10 12:00 | 43475.5 | 0.45034 | 0.60045 | 0.75056 | 0.90068 | 1.0508 | 1.2009 | 1.351 | 1.5011 | 1.6512 | 1.8014 | 1.9515 | 2.1016
2019-01-10 13:00 | 43475.5417 | 0.48991 | 0.65322 | 0.81652 | 0.97982 | 1.1431 | 1.3064 | 1.4697 | 1.633 | 1.7963 | 1.9596 | 2.123 | 2.2863
2019-01-10 14:00 | 43475.5833 | 1.0708 | 1.4278 | 1.7847 | 2.1417 | 2.4986 | 2.8556 | 3.2125 | 3.5695 | 3.9264 | 4.2834 | 4.6403 | 4.9972
2019-01-10 15:00 | 43475.625 | 0.74106 | 0.98807 | 1.2351 | 1.4821 | 1.7291 | 1.9761 | 2.2232 | 2.4702 | 2.7172 | 2.9642 | 3.2112 | 3.4583
2019-01-10 16:00 | 43475.6667 | 0.70134 | 0.93512 | 1.1689 | 1.4027 | 1.6365 | 1.8702 | 2.104 | 2.3378 | 2.5716 | 2.8054 | 3.0392 | 3.2729
2019-01-10 17:00 | 43475.7083 | 0.026198 | 0.034931 | 0.043663 | 0.052396 | 0.061129 | 0.069862 | 0.078594 | 0.087327 | 0.09606 | 0.10479 | 0.11352 | 0.12226
2019-01-10 18:00 | 43475.75 | 0 | 0 | 0 | 0 | 0 | 0 | 0 | 0 | 0 | 0 | 0 | 0
2019-01-10 19:00 | 43475.7917 | 0 | 0 | 0 | 0 | 0 | 0 | 0 | 0 | 0 | 0 | 0 | 0
2019-01-10 20:00 | 43475.8333 | 0 | 0 | 0 | 0 | 0 | 0 | 0 | 0 | 0 | 0 | 0 | 0
2019-01-10 21:00 | 43475.875 | 0 | 0 | 0 | 0 | 0 | 0 | 0 | 0 | 0 | 0 | 0 | 0
2019-01-10 22:00 | 43475.9167 | 0 | 0 | 0 | 0 | 0 | 0 | 0 | 0 | 0 | 0 | 0 | 0
2019-01-10 23:00 | 43475.9583 | 0 | 0 | 0 | 0 | 0 | 0 | 0 | 0 | 0 | 0 | 0 | 0
2019-01-11 | 43476 | 0 | 0 | 0 | 0 | 0 | 0 | 0 | 0 | 0 | 0 | 0 | 0
2019-01-11 01:00 | 43476.0417 | 0 | 0 | 0 | 0 | 0 | 0 | 0 | 0 | 0 | 0 | 0 | 0
2019-01-11 02:00 | 43476.0833 | 0 | 0 | 0 | 0 | 0 | 0 | 0 | 0 | 0 | 0 | 0 | 0
2019-01-11 03:00 | 43476.125 | 0 | 0 | 0 | 0 | 0 | 0 | 0 | 0 | 0 | 0 | 0 | 0
2019-01-11 04:00 | 43476.1667 | 0 | 0 | 0 | 0 | 0 | 0 | 0 | 0 | 0 | 0 | 0 | 0
2019-01-11 05:00 | 43476.2083 | 0 | 0 | 0 | 0 | 0 | 0 | 0 | 0 | 0 | 0 | 0 | 0
2019-01-11 06:00 | 43476.25 | 0 | 0 | 0 | 0 | 0 | 0 | 0 | 0 | 0 | 0 | 0 | 0
2019-01-11 07:00 | 43476.2917 | 0 | 0 | 0 | 0 | 0 | 0 | 0 | 0 | 0 | 0 | 0 | 0
2019-01-11 08:00 | 43476.3333 | 0 | 0 | 0 | 0 | 0 | 0 | 0 | 0 | 0 | 0 | 0 | 0
2019-01-11 09:00 | 43476.375 | 0.11773 | 0.15697 | 0.19621 | 0.23546 | 0.2747 | 0.31394 | 0.35319 | 0.39243 | 0.43167 | 0.47091 | 0.51016 | 0.5494
2019-01-11 10:00 | 43476.4167 | 0.42827 | 0.57103 | 0.71378 | 0.85654 | 0.9993 | 1.1421 | 1.2848 | 1.4276 | 1.5703 | 1.7131 | 1.8558 | 1.9986
2019-01-11 11:00 | 43476.4583 | 0.9739 | 1.2985 | 1.6232 | 1.9478 | 2.2724 | 2.5971 | 2.9217 | 3.2463 | 3.571 | 3.8956 | 4.2202 | 4.5449
2019-01-11 12:00 | 43476.5 | 0.88418 | 1.1789 | 1.4736 | 1.7684 | 2.0631 | 2.3578 | 2.6525 | 2.9473 | 3.242 | 3.5367 | 3.8315 | 4.1262
2019-01-11 13:00 | 43476.5417 | 0.81707 | 1.0894 | 1.3618 | 1.6341 | 1.9065 | 2.1789 | 2.4512 | 2.7236 | 2.9959 | 3.2683 | 3.5406 | 3.813
2019-01-11 14:00 | 43476.5833 | 1.788 | 2.384 | 2.98 | 3.576 | 4.172 | 4.768 | 5.364 | 5.96 | 6.556 | 7.152 | 7.748 | 8.344
2019-01-11 15:00 | 43476.625 | 1.8326 | 2.4435 | 3.0544 | 3.6652 | 4.2761 | 4.887 | 5.4979 | 6.1087 | 6.7196 | 7.3305 | 7.9414 | 8.5522
2019-01-11 16:00 | 43476.6667 | 1.4491 | 1.9321 | 2.4151 | 2.8982 | 3.3812 | 3.8642 | 4.3472 | 4.8303 | 5.3133 | 5.7963 | 6.2794 | 6.7624
2019-01-11 17:00 | 43476.7083 | 0.70274 | 0.93699 | 1.1712 | 1.4055 | 1.6397 | 1.874 | 2.1082 | 2.3425 | 2.5767 | 2.811 | 3.0452 | 3.2795
2019-01-11 18:00 | 43476.75 | 0 | 0 | 0 | 0 | 0 | 0 | 0 | 0 | 0 | 0 | 0 | 0
2019-01-11 19:00 | 43476.7917 | 0 | 0 | 0 | 0 | 0 | 0 | 0 | 0 | 0 | 0 | 0 | 0
2019-01-11 20:00 | 43476.8333 | 0 | 0 | 0 | 0 | 0 | 0 | 0 | 0 | 0 | 0 | 0 | 0
2019-01-11 21:00 | 43476.875 | 0 | 0 | 0 | 0 | 0 | 0 | 0 | 0 | 0 | 0 | 0 | 0
2019-01-11 22:00 | 43476.9167 | 0 | 0 | 0 | 0 | 0 | 0 | 0 | 0 | 0 | 0 | 0 | 0
2019-01-11 23:00 | 43476.9583 | 0 | 0 | 0 | 0 | 0 | 0 | 0 | 0 | 0 | 0 | 0 | 0
2019-01-12 | 43477 | 0 | 0 | 0 | 0 | 0 | 0 | 0 | 0 | 0 | 0 | 0 | 0
2019-01-12 01:00 | 43477.0417 | 0 | 0 | 0 | 0 | 0 | 0 | 0 | 0 | 0 | 0 | 0 | 0
2019-01-12 02:00 | 43477.0833 | 0 | 0 | 0 | 0 | 0 | 0 | 0 | 0 | 0 | 0 | 0 | 0
2019-01-12 03:00 | 43477.125 | 0 | 0 | 0 | 0 | 0 | 0 | 0 | 0 | 0 | 0 | 0 | 0
2019-01-12 04:00 | 43477.1667 | 0 | 0 | 0 | 0 | 0 | 0 | 0 | 0 | 0 | 0 | 0 | 0
2019-01-12 05:00 | 43477.2083 | 0 | 0 | 0 | 0 | 0 | 0 | 0 | 0 | 0 | 0 | 0 | 0
2019-01-12 06:00 | 43477.25 | 0 | 0 | 0 | 0 | 0 | 0 | 0 | 0 | 0 | 0 | 0 | 0
2019-01-12 07:00 | 43477.2917 | 0 | 0 | 0 | 0 | 0 | 0 | 0 | 0 | 0 | 0 | 0 | 0
2019-01-12 08:00 | 43477.3333 | 0 | 0 | 0 | 0 | 0 | 0 | 0 | 0 | 0 | 0 | 0 | 0
2019-01-12 09:00 | 43477.375 | 0.30237 | 0.40316 | 0.50395 | 0.60474 | 0.70553 | 0.80632 | 0.90711 | 1.0079 | 1.1087 | 1.2095 | 1.3103 | 1.4111
2019-01-12 10:00 | 43477.4167 | 0.38718 | 0.51623 | 0.64529 | 0.77435 | 0.90341 | 1.0325 | 1.1615 | 1.2906 | 1.4196 | 1.5487 | 1.6778 | 1.8068
2019-01-12 11:00 | 43477.4583 | 0.34727 | 0.46303 | 0.57879 | 0.69455 | 0.81031 | 0.92607 | 1.0418 | 1.1576 | 1.2733 | 1.3891 | 1.5049 | 1.6206
2019-01-12 12:00 | 43477.5 | 0.4814 | 0.64187 | 0.80234 | 0.96281 | 1.1233 | 1.2837 | 1.4442 | 1.6047 | 1.7651 | 1.9256 | 2.0861 | 2.2466
2019-01-12 13:00 | 43477.5417 | 1.4475 | 1.93 | 2.4126 | 2.8951 | 3.3776 | 3.8601 | 4.3426 | 4.8251 | 5.3076 | 5.7901 | 6.2727 | 6.7552
2019-01-12 14:00 | 43477.5833 | 1.5877 | 2.1169 | 2.6461 | 3.1754 | 3.7046 | 4.2338 | 4.763 | 5.2923 | 5.8215 | 6.3507 | 6.8799 | 7.4092
2019-01-12 15:00 | 43477.625 | 1.6008 | 2.1344 | 2.668 | 3.2016 | 3.7352 | 4.2688 | 4.8024 | 5.336 | 5.8696 | 6.4032 | 6.9368 | 7.4704
2019-01-12 16:00 | 43477.6667 | 1.2951 | 1.7268 | 2.1585 | 2.5902 | 3.0219 | 3.4536 | 3.8853 | 4.317 | 4.7487 | 5.1804 | 5.6122 | 6.0439
2019-01-12 17:00 | 43477.7083 | 0.77063 | 1.0275 | 1.2844 | 1.5413 | 1.7981 | 2.055 | 2.3119 | 2.5688 | 2.8256 | 3.0825 | 3.3394 | 3.5963
2019-01-12 18:00 | 43477.75 | 0 | 0 | 0 | 0 | 0 | 0 | 0 | 0 | 0 | 0 | 0 | 0
2019-01-12 19:00 | 43477.7917 | 0 | 0 | 0 | 0 | 0 | 0 | 0 | 0 | 0 | 0 | 0 | 0
2019-01-12 20:00 | 43477.8333 | 0 | 0 | 0 | 0 | 0 | 0 | 0 | 0 | 0 | 0 | 0 | 0
2019-01-12 21:00 | 43477.875 | 0 | 0 | 0 | 0 | 0 | 0 | 0 | 0 | 0 | 0 | 0 | 0
2019-01-12 22:00 | 43477.9167 | 0 | 0 | 0 | 0 | 0 | 0 | 0 | 0 | 0 | 0 | 0 | 0
2019-01-12 23:00 | 43477.9583 | 0 | 0 | 0 | 0 | 0 | 0 | 0 | 0 | 0 | 0 | 0 | 0
2019-01-13 | 43478 | 0 | 0 | 0 | 0 | 0 | 0 | 0 | 0 | 0 | 0 | 0 | 0
2019-01-13 01:00 | 43478.0417 | 0 | 0 | 0 | 0 | 0 | 0 | 0 | 0 | 0 | 0 | 0 | 0
2019-01-13 02:00 | 43478.0833 | 0 | 0 | 0 | 0 | 0 | 0 | 0 | 0 | 0 | 0 | 0 | 0
2019-01-13 03:00 | 43478.125 | 0 | 0 | 0 | 0 | 0 | 0 | 0 | 0 | 0 | 0 | 0 | 0
2019-01-13 04:00 | 43478.1667 | 0 | 0 | 0 | 0 | 0 | 0 | 0 | 0 | 0 | 0 | 0 | 0
2019-01-13 05:00 | 43478.2083 | 0 | 0 | 0 | 0 | 0 | 0 | 0 | 0 | 0 | 0 | 0 | 0
2019-01-13 06:00 | 43478.25 | 0 | 0 | 0 | 0 | 0 | 0 | 0 | 0 | 0 | 0 | 0 | 0
2019-01-13 07:00 | 43478.2917 | 0 | 0 | 0 | 0 | 0 | 0 | 0 | 0 | 0 | 0 | 0 | 0
2019-01-13 08:00 | 43478.3333 | 0 | 0 | 0 | 0 | 0 | 0 | 0 | 0 | 0 | 0 | 0 | 0
2019-01-13 09:00 | 43478.375 | 0.1078 | 0.14373 | 0.17966 | 0.2156 | 0.25153 | 0.28746 | 0.3234 | 0.35933 | 0.39526 | 0.43119 | 0.46713 | 0.50306
2019-01-13 10:00 | 43478.4167 | 0.48777 | 0.65037 | 0.81296 | 0.97555 | 1.1381 | 1.3007 | 1.4633 | 1.6259 | 1.7885 | 1.9511 | 2.1137 | 2.2763
2019-01-13 11:00 | 43478.4583 | 0.63744 | 0.84992 | 1.0624 | 1.2749 | 1.4874 | 1.6998 | 1.9123 | 2.1248 | 2.3373 | 2.5498 | 2.7623 | 2.9747
2019-01-13 12:00 | 43478.5 | 0.87583 | 1.1678 | 1.4597 | 1.7517 | 2.0436 | 2.3355 | 2.6275 | 2.9194 | 3.2114 | 3.5033 | 3.7953 | 4.0872
2019-01-13 13:00 | 43478.5417 | 1.8888 | 2.5185 | 3.1481 | 3.7777 | 4.4073 | 5.0369 | 5.6665 | 6.2961 | 6.9258 | 7.5554 | 8.185 | 8.8146
2019-01-13 14:00 | 43478.5833 | 2.1239 | 2.8319 | 3.5398 | 4.2478 | 4.9558 | 5.6637 | 6.3717 | 7.0796 | 7.7876 | 8.4956 | 9.2035 | 9.9115
2019-01-13 15:00 | 43478.625 | 1.5889 | 2.1185 | 2.6481 | 3.1778 | 3.7074 | 4.237 | 4.7666 | 5.2963 | 5.8259 | 6.3555 | 6.8851 | 7.4148
2019-01-13 16:00 | 43478.6667 | 1.3841 | 1.8455 | 2.3068 | 2.7682 | 3.2296 | 3.6909 | 4.1523 | 4.6137 | 5.075 | 5.5364 | 5.9978 | 6.4591
2019-01-13 17:00 | 43478.7083 | 0.70871 | 0.94495 | 1.1812 | 1.4174 | 1.6537 | 1.8899 | 2.1261 | 2.3624 | 2.5986 | 2.8348 | 3.0711 | 3.3073
2019-01-13 18:00 | 43478.75 | 0 | 0 | 0 | 0 | 0 | 0 | 0 | 0 | 0 | 0 | 0 | 0
2019-01-13 19:00 | 43478.7917 | 0 | 0 | 0 | 0 | 0 | 0 | 0 | 0 | 0 | 0 | 0 | 0
2019-01-13 20:00 | 43478.8333 | 0 | 0 | 0 | 0 | 0 | 0 | 0 | 0 | 0 | 0 | 0 | 0
2019-01-13 21:00 | 43478.875 | 0 | 0 | 0 | 0 | 0 | 0 | 0 | 0 | 0 | 0 | 0 | 0
2019-01-13 22:00 | 43478.9167 | 0 | 0 | 0 | 0 | 0 | 0 | 0 | 0 | 0 | 0 | 0 | 0
2019-01-13 23:00 | 43478.9583 | 0 | 0 | 0 | 0 | 0 | 0 | 0 | 0 | 0 | 0 | 0 | 0
2019-01-14 | 43479 | 0 | 0 | 0 | 0 | 0 | 0 | 0 | 0 | 0 | 0 | 0 | 0
2019-01-14 01:00 | 43479.0417 | 0 | 0 | 0 | 0 | 0 | 0 | 0 | 0 | 0 | 0 | 0 | 0
2019-01-14 02:00 | 43479.0833 | 0 | 0 | 0 | 0 | 0 | 0 | 0 | 0 | 0 | 0 | 0 | 0
2019-01-14 03:00 | 43479.125 | 0 | 0 | 0 | 0 | 0 | 0 | 0 | 0 | 0 | 0 | 0 | 0
2019-01-14 04:00 | 43479.1667 | 0 | 0 | 0 | 0 | 0 | 0 | 0 | 0 | 0 | 0 | 0 | 0
2019-01-14 05:00 | 43479.2083 | 0 | 0 | 0 | 0 | 0 | 0 | 0 | 0 | 0 | 0 | 0 | 0
2019-01-14 06:00 | 43479.25 | 0 | 0 | 0 | 0 | 0 | 0 | 0 | 0 | 0 | 0 | 0 | 0
2019-01-14 07:00 | 43479.2917 | 0 | 0 | 0 | 0 | 0 | 0 | 0 | 0 | 0 | 0 | 0 | 0
2019-01-14 08:00 | 43479.3333 | 0 | 0 | 0 | 0 | 0 | 0 | 0 | 0 | 0 | 0 | 0 | 0
2019-01-14 09:00 | 43479.375 | 0.39023 | 0.52031 | 0.65039 | 0.78047 | 0.91055 | 1.0406 | 1.1707 | 1.3008 | 1.4309 | 1.5609 | 1.691 | 1.8211
2019-01-14 10:00 | 43479.4167 | 0.33321 | 0.44428 | 0.55535 | 0.66642 | 0.77749 | 0.88856 | 0.99963 | 1.1107 | 1.2218 | 1.3328 | 1.4439 | 1.555
2019-01-14 11:00 | 43479.4583 | 0.57777 | 0.77036 | 0.96295 | 1.1555 | 1.3481 | 1.5407 | 1.7333 | 1.9259 | 2.1185 | 2.3111 | 2.5037 | 2.6963
2019-01-14 12:00 | 43479.5 | 1.3788 | 1.8384 | 2.2979 | 2.7575 | 3.2171 | 3.6767 | 4.1363 | 4.5959 | 5.0555 | 5.5151 | 5.9747 | 6.4343
2019-01-14 13:00 | 43479.5417 | 0.83408 | 1.1121 | 1.3901 | 1.6682 | 1.9462 | 2.2242 | 2.5023 | 2.7803 | 3.0583 | 3.3363 | 3.6144 | 3.8924
2019-01-14 14:00 | 43479.5833 | 0.5716 | 0.76214 | 0.95267 | 1.1432 | 1.3337 | 1.5243 | 1.7148 | 1.9053 | 2.0959 | 2.2864 | 2.4769 | 2.6675
2019-01-14 15:00 | 43479.625 | 0.10057 | 0.13409 | 0.16761 | 0.20114 | 0.23466 | 0.26818 | 0.3017 | 0.33523 | 0.36875 | 0.40227 | 0.43579 | 0.46932
2019-01-14 16:00 | 43479.6667 | 0.036601 | 0.048801 | 0.061001 | 0.073202 | 0.085402 | 0.097602 | 0.1098 | 0.122 | 0.1342 | 0.1464 | 0.1586 | 0.1708
2019-01-14 17:00 | 43479.7083 | 0.01164 | 0.01552 | 0.019401 | 0.023281 | 0.027161 | 0.031041 | 0.034921 | 0.038801 | 0.042681 | 0.046561 | 0.050442 | 0.054322
2019-01-14 18:00 | 43479.75 | 0 | 0 | 0 | 0 | 0 | 0 | 0 | 0 | 0 | 0 | 0 | 0
2019-01-14 19:00 | 43479.7917 | 0 | 0 | 0 | 0 | 0 | 0 | 0 | 0 | 0 | 0 | 0 | 0
2019-01-14 20:00 | 43479.8333 | 0 | 0 | 0 | 0 | 0 | 0 | 0 | 0 | 0 | 0 | 0 | 0
2019-01-14 21:00 | 43479.875 | 0 | 0 | 0 | 0 | 0 | 0 | 0 | 0 | 0 | 0 | 0 | 0
2019-01-14 22:00 | 43479.9167 | 0 | 0 | 0 | 0 | 0 | 0 | 0 | 0 | 0 | 0 | 0 | 0
2019-01-14 23:00 | 43479.9583 | 0 | 0 | 0 | 0 | 0 | 0 | 0 | 0 | 0 | 0 | 0 | 0
2019-01-15 | 43480 | 0 | 0 | 0 | 0 | 0 | 0 | 0 | 0 | 0 | 0 | 0 | 0
2019-01-15 01:00 | 43480.0417 | 0 | 0 | 0 | 0 | 0 | 0 | 0 | 0 | 0 | 0 | 0 | 0
2019-01-15 02:00 | 43480.0833 | 0 | 0 | 0 | 0 | 0 | 0 | 0 | 0 | 0 | 0 | 0 | 0
2019-01-15 03:00 | 43480.125 | 0 | 0 | 0 | 0 | 0 | 0 | 0 | 0 | 0 | 0 | 0 | 0
2019-01-15 04:00 | 43480.1667 | 0 | 0 | 0 | 0 | 0 | 0 | 0 | 0 | 0 | 0 | 0 | 0
2019-01-15 05:00 | 43480.2083 | 0 | 0 | 0 | 0 | 0 | 0 | 0 | 0 | 0 | 0 | 0 | 0
2019-01-15 06:00 | 43480.25 | 0 | 0 | 0 | 0 | 0 | 0 | 0 | 0 | 0 | 0 | 0 | 0
2019-01-15 07:00 | 43480.2917 | 0 | 0 | 0 | 0 | 0 | 0 | 0 | 0 | 0 | 0 | 0 | 0
2019-01-15 08:00 | 43480.3333 | 0 | 0 | 0 | 0 | 0 | 0 | 0 | 0 | 0 | 0 | 0 | 0
2019-01-15 09:00 | 43480.375 | 0.054571 | 0.072762 | 0.090952 | 0.10914 | 0.12733 | 0.14552 | 0.16371 | 0.1819 | 0.2001 | 0.21829 | 0.23648 | 0.25467
2019-01-15 10:00 | 43480.4167 | 0.18752 | 0.25002 | 0.31253 | 0.37503 | 0.43754 | 0.50005 | 0.56255 | 0.62506 | 0.68756 | 0.75007 | 0.81257 | 0.87508
2019-01-15 11:00 | 43480.4583 | 0.30305 | 0.40406 | 0.50508 | 0.6061 | 0.70711 | 0.80813 | 0.90914 | 1.0102 | 1.1112 | 1.2122 | 1.3132 | 1.4142
2019-01-15 12:00 | 43480.5 | 0.34734 | 0.46312 | 0.5789 | 0.69468 | 0.81046 | 0.92624 | 1.042 | 1.1578 | 1.2736 | 1.3894 | 1.5051 | 1.6209
2019-01-15 13:00 | 43480.5417 | 0.45159 | 0.60212 | 0.75265 | 0.90318 | 1.0537 | 1.2042 | 1.3548 | 1.5053 | 1.6558 | 1.8064 | 1.9569 | 2.1074
2019-01-15 14:00 | 43480.5833 | 0.33873 | 0.45164 | 0.56456 | 0.67747 | 0.79038 | 0.90329 | 1.0162 | 1.1291 | 1.242 | 1.3549 | 1.4678 | 1.5808
2019-01-15 15:00 | 43480.625 | 0.39697 | 0.5293 | 0.66162 | 0.79395 | 0.92627 | 1.0586 | 1.1909 | 1.3232 | 1.4556 | 1.5879 | 1.7202 | 1.8525
2019-01-15 16:00 | 43480.6667 | 0.17505 | 0.2334 | 0.29175 | 0.3501 | 0.40845 | 0.4668 | 0.52515 | 0.5835 | 0.64185 | 0.7002 | 0.75855 | 0.8169
2019-01-15 17:00 | 43480.7083 | 0.045555 | 0.06074 | 0.075925 | 0.091109 | 0.10629 | 0.12148 | 0.13666 | 0.15185 | 0.16703 | 0.18222 | 0.1974 | 0.21259
2019-01-15 18:00 | 43480.75 | 0 | 0 | 0 | 0 | 0 | 0 | 0 | 0 | 0 | 0 | 0 | 0
2019-01-15 19:00 | 43480.7917 | 0 | 0 | 0 | 0 | 0 | 0 | 0 | 0 | 0 | 0 | 0 | 0
2019-01-15 20:00 | 43480.8333 | 0 | 0 | 0 | 0 | 0 | 0 | 0 | 0 | 0 | 0 | 0 | 0
2019-01-15 21:00 | 43480.875 | 0 | 0 | 0 | 0 | 0 | 0 | 0 | 0 | 0 | 0 | 0 | 0
2019-01-15 22:00 | 43480.9167 | 0 | 0 | 0 | 0 | 0 | 0 | 0 | 0 | 0 | 0 | 0 | 0
2019-01-15 23:00 | 43480.9583 | 0 | 0 | 0 | 0 | 0 | 0 | 0 | 0 | 0 | 0 | 0 | 0
2019-01-16 | 43481 | 0 | 0 | 0 | 0 | 0 | 0 | 0 | 0 | 0 | 0 | 0 | 0
2019-01-16 01:00 | 43481.0417 | 0 | 0 | 0 | 0 | 0 | 0 | 0 | 0 | 0 | 0 | 0 | 0
2019-01-16 02:00 | 43481.0833 | 0 | 0 | 0 | 0 | 0 | 0 | 0 | 0 | 0 | 0 | 0 | 0
2019-01-16 03:00 | 43481.125 | 0 | 0 | 0 | 0 | 0 | 0 | 0 | 0 | 0 | 0 | 0 | 0
2019-01-16 04:00 | 43481.1667 | 0 | 0 | 0 | 0 | 0 | 0 | 0 | 0 | 0 | 0 | 0 | 0
2019-01-16 05:00 | 43481.2083 | 0 | 0 | 0 | 0 | 0 | 0 | 0 | 0 | 0 | 0 | 0 | 0
2019-01-16 06:00 | 43481.25 | 0 | 0 | 0 | 0 | 0 | 0 | 0 | 0 | 0 | 0 | 0 | 0
2019-01-16 07:00 | 43481.2917 | 0 | 0 | 0 | 0 | 0 | 0 | 0 | 0 | 0 | 0 | 0 | 0
2019-01-16 08:00 | 43481.3333 | 0 | 0 | 0 | 0 | 0 | 0 | 0 | 0 | 0 | 0 | 0 | 0
2019-01-16 09:00 | 43481.375 | 0.012062 | 0.016083 | 0.020104 | 0.024125 | 0.028145 | 0.032166 | 0.036187 | 0.040208 | 0.044229 | 0.048249 | 0.05227 | 0.056291
2019-01-16 10:00 | 43481.4167 | 0.045371 | 0.060494 | 0.075618 | 0.090741 | 0.10586 | 0.12099 | 0.13611 | 0.15124 | 0.16636 | 0.18148 | 0.19661 | 0.21173
2019-01-16 11:00 | 43481.4583 | 0.060237 | 0.080316 | 0.10039 | 0.12047 | 0.14055 | 0.16063 | 0.18071 | 0.20079 | 0.22087 | 0.24095 | 0.26103 | 0.28111
2019-01-16 12:00 | 43481.5 | 0.14638 | 0.19517 | 0.24397 | 0.29276 | 0.34155 | 0.39035 | 0.43914 | 0.48793 | 0.53673 | 0.58552 | 0.63431 | 0.68311
2019-01-16 13:00 | 43481.5417 | 1.3308 | 1.7744 | 2.2181 | 2.6617 | 3.1053 | 3.5489 | 3.9925 | 4.4361 | 4.8797 | 5.3233 | 5.7669 | 6.2106
2019-01-16 14:00 | 43481.5833 | 1.0527 | 1.4036 | 1.7545 | 2.1054 | 2.4563 | 2.8072 | 3.1581 | 3.509 | 3.8599 | 4.2108 | 4.5617 | 4.9126
2019-01-16 15:00 | 43481.625 | 1.0992 | 1.4656 | 1.832 | 2.1984 | 2.5648 | 2.9312 | 3.2976 | 3.664 | 4.0304 | 4.3969 | 4.7633 | 5.1297
2019-01-16 16:00 | 43481.6667 | 0.76617 | 1.0216 | 1.277 | 1.5323 | 1.7877 | 2.0431 | 2.2985 | 2.5539 | 2.8093 | 3.0647 | 3.3201 | 3.5755
2019-01-16 17:00 | 43481.7083 | 0.33822 | 0.45096 | 0.5637 | 0.67644 | 0.78918 | 0.90192 | 1.0147 | 1.1274 | 1.2401 | 1.3529 | 1.4656 | 1.5784
2019-01-16 18:00 | 43481.75 | 0 | 0 | 0 | 0 | 0 | 0 | 0 | 0 | 0 | 0 | 0 | 0
2019-01-16 19:00 | 43481.7917 | 0 | 0 | 0 | 0 | 0 | 0 | 0 | 0 | 0 | 0 | 0 | 0
2019-01-16 20:00 | 43481.8333 | 0 | 0 | 0 | 0 | 0 | 0 | 0 | 0 | 0 | 0 | 0 | 0
2019-01-16 21:00 | 43481.875 | 0 | 0 | 0 | 0 | 0 | 0 | 0 | 0 | 0 | 0 | 0 | 0
2019-01-16 22:00 | 43481.9167 | 0 | 0 | 0 | 0 | 0 | 0 | 0 | 0 | 0 | 0 | 0 | 0
2019-01-16 23:00 | 43481.9583 | 0 | 0 | 0 | 0 | 0 | 0 | 0 | 0 | 0 | 0 | 0 | 0
2019-01-17 | 43482 | 0 | 0 | 0 | 0 | 0 | 0 | 0 | 0 | 0 | 0 | 0 | 0
2019-01-17 01:00 | 43482.0417 | 0 | 0 | 0 | 0 | 0 | 0 | 0 | 0 | 0 | 0 | 0 | 0
2019-01-17 02:00 | 43482.0833 | 0 | 0 | 0 | 0 | 0 | 0 | 0 | 0 | 0 | 0 | 0 | 0
2019-01-17 03:00 | 43482.125 | 0 | 0 | 0 | 0 | 0 | 0 | 0 | 0 | 0 | 0 | 0 | 0
2019-01-17 04:00 | 43482.1667 | 0 | 0 | 0 | 0 | 0 | 0 | 0 | 0 | 0 | 0 | 0 | 0
2019-01-17 05:00 | 43482.2083 | 0 | 0 | 0 | 0 | 0 | 0 | 0 | 0 | 0 | 0 | 0 | 0
2019-01-17 06:00 | 43482.25 | 0 | 0 | 0 | 0 | 0 | 0 | 0 | 0 | 0 | 0 | 0 | 0
2019-01-17 07:00 | 43482.2917 | 0 | 0 | 0 | 0 | 0 | 0 | 0 | 0 | 0 | 0 | 0 | 0
2019-01-17 08:00 | 43482.3333 | 0 | 0 | 0 | 0 | 0 | 0 | 0 | 0 | 0 | 0 | 0 | 0
2019-01-17 09:00 | 43482.375 | 0.41142 | 0.54856 | 0.6857 | 0.82284 | 0.95998 | 1.0971 | 1.2343 | 1.3714 | 1.5085 | 1.6457 | 1.7828 | 1.92
2019-01-17 10:00 | 43482.4167 | 1.144 | 1.5254 | 1.9067 | 2.2881 | 2.6694 | 3.0508 | 3.4321 | 3.8135 | 4.1948 | 4.5762 | 4.9575 | 5.3389
2019-01-17 11:00 | 43482.4583 | 1.6534 | 2.2046 | 2.7557 | 3.3069 | 3.858 | 4.4092 | 4.9603 | 5.5115 | 6.0626 | 6.6138 | 7.1649 | 7.7161
2019-01-17 12:00 | 43482.5 | 1.3917 | 1.8556 | 2.3195 | 2.7834 | 3.2473 | 3.7112 | 4.1751 | 4.639 | 5.1029 | 5.5668 | 6.0307 | 6.4946
2019-01-17 13:00 | 43482.5417 | 0.52013 | 0.69351 | 0.86688 | 1.0403 | 1.2136 | 1.387 | 1.5604 | 1.7338 | 1.9071 | 2.0805 | 2.2539 | 2.4273
2019-01-17 14:00 | 43482.5833 | 0.27862 | 0.37149 | 0.46437 | 0.55724 | 0.65011 | 0.74298 | 0.83586 | 0.92873 | 1.0216 | 1.1145 | 1.2074 | 1.3002
2019-01-17 15:00 | 43482.625 | 0.70323 | 0.93763 | 1.172 | 1.4065 | 1.6409 | 1.8753 | 2.1097 | 2.3441 | 2.5785 | 2.8129 | 3.0473 | 3.2817
2019-01-17 16:00 | 43482.6667 | 0.11239 | 0.14985 | 0.18731 | 0.22477 | 0.26223 | 0.2997 | 0.33716 | 0.37462 | 0.41208 | 0.44954 | 0.487 | 0.52447
2019-01-17 17:00 | 43482.7083 | 0.013198 | 0.017598 | 0.021997 | 0.026397 | 0.030796 | 0.035195 | 0.039595 | 0.043994 | 0.048394 | 0.052793 | 0.057193 | 0.061592
2019-01-17 18:00 | 43482.75 | 0 | 0 | 0 | 0 | 0 | 0 | 0 | 0 | 0 | 0 | 0 | 0
2019-01-17 19:00 | 43482.7917 | 0 | 0 | 0 | 0 | 0 | 0 | 0 | 0 | 0 | 0 | 0 | 0
2019-01-17 20:00 | 43482.8333 | 0 | 0 | 0 | 0 | 0 | 0 | 0 | 0 | 0 | 0 | 0 | 0
2019-01-17 21:00 | 43482.875 | 0 | 0 | 0 | 0 | 0 | 0 | 0 | 0 | 0 | 0 | 0 | 0
2019-01-17 22:00 | 43482.9167 | 0 | 0 | 0 | 0 | 0 | 0 | 0 | 0 | 0 | 0 | 0 | 0
2019-01-17 23:00 | 43482.9583 | 0 | 0 | 0 | 0 | 0 | 0 | 0 | 0 | 0 | 0 | 0 | 0
2019-01-18 | 43483 | 0 | 0 | 0 | 0 | 0 | 0 | 0 | 0 | 0 | 0 | 0 | 0
2019-01-18 01:00 | 43483.0417 | 0 | 0 | 0 | 0 | 0 | 0 | 0 | 0 | 0 | 0 | 0 | 0
2019-01-18 02:00 | 43483.0833 | 0 | 0 | 0 | 0 | 0 | 0 | 0 | 0 | 0 | 0 | 0 | 0
2019-01-18 03:00 | 43483.125 | 0 | 0 | 0 | 0 | 0 | 0 | 0 | 0 | 0 | 0 | 0 | 0
2019-01-18 04:00 | 43483.1667 | 0 | 0 | 0 | 0 | 0 | 0 | 0 | 0 | 0 | 0 | 0 | 0
2019-01-18 05:00 | 43483.2083 | 0 | 0 | 0 | 0 | 0 | 0 | 0 | 0 | 0 | 0 | 0 | 0
2019-01-18 06:00 | 43483.25 | 0 | 0 | 0 | 0 | 0 | 0 | 0 | 0 | 0 | 0 | 0 | 0
2019-01-18 07:00 | 43483.2917 | 0 | 0 | 0 | 0 | 0 | 0 | 0 | 0 | 0 | 0 | 0 | 0
2019-01-18 08:00 | 43483.3333 | 0 | 0 | 0 | 0 | 0 | 0 | 0 | 0 | 0 | 0 | 0 | 0
2019-01-18 09:00 | 43483.375 | 0.30303 | 0.40404 | 0.50505 | 0.60606 | 0.70707 | 0.80808 | 0.90909 | 1.0101 | 1.1111 | 1.2121 | 1.3131 | 1.4141
2019-01-18 10:00 | 43483.4167 | 0.15367 | 0.20489 | 0.25612 | 0.30734 | 0.35856 | 0.40978 | 0.46101 | 0.51223 | 0.56345 | 0.61468 | 0.6659 | 0.71712
2019-01-18 11:00 | 43483.4583 | 0.26656 | 0.35541 | 0.44426 | 0.53312 | 0.62197 | 0.71082 | 0.79967 | 0.88853 | 0.97738 | 1.0662 | 1.1551 | 1.2439
2019-01-18 12:00 | 43483.5 | 0.2354 | 0.31386 | 0.39233 | 0.47079 | 0.54926 | 0.62772 | 0.70619 | 0.78465 | 0.86312 | 0.94159 | 1.0201 | 1.0985
2019-01-18 13:00 | 43483.5417 | 0.69393 | 0.92524 | 1.1565 | 1.3879 | 1.6192 | 1.8505 | 2.0818 | 2.3131 | 2.5444 | 2.7757 | 3.007 | 3.2383
2019-01-18 14:00 | 43483.5833 | 1.0136 | 1.3514 | 1.6893 | 2.0271 | 2.365 | 2.7029 | 3.0407 | 3.3786 | 3.7164 | 4.0543 | 4.3921 | 4.73
2019-01-18 15:00 | 43483.625 | 1.3706 | 1.8274 | 2.2843 | 2.7411 | 3.198 | 3.6549 | 4.1117 | 4.5686 | 5.0254 | 5.4823 | 5.9391 | 6.396
2019-01-18 16:00 | 43483.6667 | 1.4192 | 1.8922 | 2.3653 | 2.8384 | 3.3114 | 3.7845 | 4.2575 | 4.7306 | 5.2036 | 5.6767 | 6.1498 | 6.6228
2019-01-18 17:00 | 43483.7083 | 0.31525 | 0.42033 | 0.52541 | 0.63049 | 0.73557 | 0.84065 | 0.94574 | 1.0508 | 1.1559 | 1.261 | 1.3661 | 1.4711
2019-01-18 18:00 | 43483.75 | 0 | 0 | 0 | 0 | 0 | 0 | 0 | 0 | 0 | 0 | 0 | 0
2019-01-18 19:00 | 43483.7917 | 0 | 0 | 0 | 0 | 0 | 0 | 0 | 0 | 0 | 0 | 0 | 0
2019-01-18 20:00 | 43483.8333 | 0 | 0 | 0 | 0 | 0 | 0 | 0 | 0 | 0 | 0 | 0 | 0
2019-01-18 21:00 | 43483.875 | 0 | 0 | 0 | 0 | 0 | 0 | 0 | 0 | 0 | 0 | 0 | 0
2019-01-18 22:00 | 43483.9167 | 0 | 0 | 0 | 0 | 0 | 0 | 0 | 0 | 0 | 0 | 0 | 0
2019-01-18 23:00 | 43483.9583 | 0 | 0 | 0 | 0 | 0 | 0 | 0 | 0 | 0 | 0 | 0 | 0
2019-01-19 | 43484 | 0 | 0 | 0 | 0 | 0 | 0 | 0 | 0 | 0 | 0 | 0 | 0
2019-01-19 01:00 | 43484.0417 | 0 | 0 | 0 | 0 | 0 | 0 | 0 | 0 | 0 | 0 | 0 | 0
2019-01-19 02:00 | 43484.0833 | 0 | 0 | 0 | 0 | 0 | 0 | 0 | 0 | 0 | 0 | 0 | 0
2019-01-19 03:00 | 43484.125 | 0 | 0 | 0 | 0 | 0 | 0 | 0 | 0 | 0 | 0 | 0 | 0
2019-01-19 04:00 | 43484.1667 | 0 | 0 | 0 | 0 | 0 | 0 | 0 | 0 | 0 | 0 | 0 | 0
2019-01-19 05:00 | 43484.2083 | 0 | 0 | 0 | 0 | 0 | 0 | 0 | 0 | 0 | 0 | 0 | 0
2019-01-19 06:00 | 43484.25 | 0 | 0 | 0 | 0 | 0 | 0 | 0 | 0 | 0 | 0 | 0 | 0
2019-01-19 07:00 | 43484.2917 | 0 | 0 | 0 | 0 | 0 | 0 | 0 | 0 | 0 | 0 | 0 | 0
2019-01-19 08:00 | 43484.3333 | 0 | 0 | 0 | 0 | 0 | 0 | 0 | 0 | 0 | 0 | 0 | 0
2019-01-19 09:00 | 43484.375 | 0.22737 | 0.30316 | 0.37895 | 0.45473 | 0.53052 | 0.60631 | 0.6821 | 0.75789 | 0.83368 | 0.90947 | 0.98526 | 1.061
2019-01-19 10:00 | 43484.4167 | 0.57514 | 0.76685 | 0.95857 | 1.1503 | 1.342 | 1.5337 | 1.7254 | 1.9171 | 2.1089 | 2.3006 | 2.4923 | 2.684
2019-01-19 11:00 | 43484.4583 | 0.88744 | 1.1833 | 1.4791 | 1.7749 | 2.0707 | 2.3665 | 2.6623 | 2.9581 | 3.2539 | 3.5498 | 3.8456 | 4.1414
2019-01-19 12:00 | 43484.5 | 1.4574 | 1.9432 | 2.429 | 2.9148 | 3.4006 | 3.8864 | 4.3722 | 4.858 | 5.3438 | 5.8296 | 6.3154 | 6.8012
2019-01-19 13:00 | 43484.5417 | 1.1567 | 1.5423 | 1.9278 | 2.3134 | 2.699 | 3.0845 | 3.4701 | 3.8556 | 4.2412 | 4.6268 | 5.0123 | 5.3979
2019-01-19 14:00 | 43484.5833 | 0.13761 | 0.18348 | 0.22935 | 0.27522 | 0.32109 | 0.36696 | 0.41283 | 0.4587 | 0.50457 | 0.55044 | 0.59631 | 0.64218
2019-01-19 15:00 | 43484.625 | 0.63417 | 0.84556 | 1.057 | 1.2683 | 1.4797 | 1.6911 | 1.9025 | 2.1139 | 2.3253 | 2.5367 | 2.7481 | 2.9595
2019-01-19 16:00 | 43484.6667 | 1.0864 | 1.4485 | 1.8106 | 2.1727 | 2.5348 | 2.897 | 3.2591 | 3.6212 | 3.9833 | 4.3455 | 4.7076 | 5.0697
2019-01-19 17:00 | 43484.7083 | 0.08574 | 0.11432 | 0.1429 | 0.17148 | 0.20006 | 0.22864 | 0.25722 | 0.2858 | 0.31438 | 0.34296 | 0.37154 | 0.40012
2019-01-19 18:00 | 43484.75 | 0 | 0 | 0 | 0 | 0 | 0 | 0 | 0 | 0 | 0 | 0 | 0
2019-01-19 19:00 | 43484.7917 | 0 | 0 | 0 | 0 | 0 | 0 | 0 | 0 | 0 | 0 | 0 | 0
2019-01-19 20:00 | 43484.8333 | 0 | 0 | 0 | 0 | 0 | 0 | 0 | 0 | 0 | 0 | 0 | 0
2019-01-19 21:00 | 43484.875 | 0 | 0 | 0 | 0 | 0 | 0 | 0 | 0 | 0 | 0 | 0 | 0
2019-01-19 22:00 | 43484.9167 | 0 | 0 | 0 | 0 | 0 | 0 | 0 | 0 | 0 | 0 | 0 | 0
2019-01-19 23:00 | 43484.9583 | 0 | 0 | 0 | 0 | 0 | 0 | 0 | 0 | 0 | 0 | 0 | 0
2019-01-20 | 43485 | 0 | 0 | 0 | 0 | 0 | 0 | 0 | 0 | 0 | 0 | 0 | 0
2019-01-20 01:00 | 43485.0417 | 0 | 0 | 0 | 0 | 0 | 0 | 0 | 0 | 0 | 0 | 0 | 0
2019-01-20 02:00 | 43485.0833 | 0 | 0 | 0 | 0 | 0 | 0 | 0 | 0 | 0 | 0 | 0 | 0
2019-01-20 03:00 | 43485.125 | 0 | 0 | 0 | 0 | 0 | 0 | 0 | 0 | 0 | 0 | 0 | 0
2019-01-20 04:00 | 43485.1667 | 0 | 0 | 0 | 0 | 0 | 0 | 0 | 0 | 0 | 0 | 0 | 0
2019-01-20 05:00 | 43485.2083 | 0 | 0 | 0 | 0 | 0 | 0 | 0 | 0 | 0 | 0 | 0 | 0
2019-01-20 06:00 | 43485.25 | 0 | 0 | 0 | 0 | 0 | 0 | 0 | 0 | 0 | 0 | 0 | 0
2019-01-20 07:00 | 43485.2917 | 0 | 0 | 0 | 0 | 0 | 0 | 0 | 0 | 0 | 0 | 0 | 0
2019-01-20 08:00 | 43485.3333 | 0 | 0 | 0 | 0 | 0 | 0 | 0 | 0 | 0 | 0 | 0 | 0
2019-01-20 09:00 | 43485.375 | 0.58417 | 0.77889 | 0.97361 | 1.1683 | 1.3631 | 1.5578 | 1.7525 | 1.9472 | 2.1419 | 2.3367 | 2.5314 | 2.7261
2019-01-20 10:00 | 43485.4167 | 1.0761 | 1.4348 | 1.7935 | 2.1522 | 2.5109 | 2.8696 | 3.2283 | 3.587 | 3.9457 | 4.3044 | 4.6631 | 5.0218
2019-01-20 11:00 | 43485.4583 | 1.4774 | 1.9699 | 2.4623 | 2.9548 | 3.4473 | 3.9397 | 4.4322 | 4.9247 | 5.4172 | 5.9096 | 6.4021 | 6.8946
2019-01-20 12:00 | 43485.5 | 1.5538 | 2.0717 | 2.5897 | 3.1076 | 3.6256 | 4.1435 | 4.6614 | 5.1794 | 5.6973 | 6.2152 | 6.7332 | 7.2511
2019-01-20 13:00 | 43485.5417 | 1.4015 | 1.8687 | 2.3358 | 2.803 | 3.2702 | 3.7373 | 4.2045 | 4.6717 | 5.1388 | 5.606 | 6.0732 | 6.5403
2019-01-20 14:00 | 43485.5833 | 2.2535 | 3.0046 | 3.7558 | 4.5069 | 5.2581 | 6.0092 | 6.7604 | 7.5115 | 8.2627 | 9.0138 | 9.765 | 10.5162
2019-01-20 15:00 | 43485.625 | 1.7093 | 2.279 | 2.8488 | 3.4185 | 3.9883 | 4.558 | 5.1278 | 5.6975 | 6.2673 | 6.837 | 7.4068 | 7.9765
2019-01-20 16:00 | 43485.6667 | 0.62143 | 0.82858 | 1.0357 | 1.2429 | 1.45 | 1.6572 | 1.8643 | 2.0714 | 2.2786 | 2.4857 | 2.6929 | 2.9
2019-01-20 17:00 | 43485.7083 | 0.071711 | 0.095614 | 0.11952 | 0.14342 | 0.16733 | 0.19123 | 0.21513 | 0.23904 | 0.26294 | 0.28684 | 0.31075 | 0.33465
2019-01-20 18:00 | 43485.75 | 0 | 0 | 0 | 0 | 0 | 0 | 0 | 0 | 0 | 0 | 0 | 0
2019-01-20 19:00 | 43485.7917 | 0 | 0 | 0 | 0 | 0 | 0 | 0 | 0 | 0 | 0 | 0 | 0
2019-01-20 20:00 | 43485.8333 | 0 | 0 | 0 | 0 | 0 | 0 | 0 | 0 | 0 | 0 | 0 | 0
2019-01-20 21:00 | 43485.875 | 0 | 0 | 0 | 0 | 0 | 0 | 0 | 0 | 0 | 0 | 0 | 0
2019-01-20 22:00 | 43485.9167 | 0 | 0 | 0 | 0 | 0 | 0 | 0 | 0 | 0 | 0 | 0 | 0
2019-01-20 23:00 | 43485.9583 | 0 | 0 | 0 | 0 | 0 | 0 | 0 | 0 | 0 | 0 | 0 | 0
2019-01-21 | 43486 | 0 | 0 | 0 | 0 | 0 | 0 | 0 | 0 | 0 | 0 | 0 | 0
2019-01-21 01:00 | 43486.0417 | 0 | 0 | 0 | 0 | 0 | 0 | 0 | 0 | 0 | 0 | 0 | 0
2019-01-21 02:00 | 43486.0833 | 0 | 0 | 0 | 0 | 0 | 0 | 0 | 0 | 0 | 0 | 0 | 0
2019-01-21 03:00 | 43486.125 | 0 | 0 | 0 | 0 | 0 | 0 | 0 | 0 | 0 | 0 | 0 | 0
2019-01-21 04:00 | 43486.1667 | 0 | 0 | 0 | 0 | 0 | 0 | 0 | 0 | 0 | 0 | 0 | 0
2019-01-21 05:00 | 43486.2083 | 0 | 0 | 0 | 0 | 0 | 0 | 0 | 0 | 0 | 0 | 0 | 0
2019-01-21 06:00 | 43486.25 | 0 | 0 | 0 | 0 | 0 | 0 | 0 | 0 | 0 | 0 | 0 | 0
2019-01-21 07:00 | 43486.2917 | 0 | 0 | 0 | 0 | 0 | 0 | 0 | 0 | 0 | 0 | 0 | 0
2019-01-21 08:00 | 43486.3333 | 0 | 0 | 0 | 0 | 0 | 0 | 0 | 0 | 0 | 0 | 0 | 0
2019-01-21 09:00 | 43486.375 | 0.50012 | 0.66682 | 0.83353 | 1.0002 | 1.1669 | 1.3336 | 1.5004 | 1.6671 | 1.8338 | 2.0005 | 2.1672 | 2.3339
2019-01-21 10:00 | 43486.4167 | 0.80207 | 1.0694 | 1.3368 | 1.6041 | 1.8715 | 2.1388 | 2.4062 | 2.6736 | 2.9409 | 3.2083 | 3.4756 | 3.743
2019-01-21 11:00 | 43486.4583 | 0.68939 | 0.91919 | 1.149 | 1.3788 | 1.6086 | 1.8384 | 2.0682 | 2.298 | 2.5278 | 2.7576 | 2.9874 | 3.2172
2019-01-21 12:00 | 43486.5 | 1.2915 | 1.722 | 2.1525 | 2.583 | 3.0135 | 3.444 | 3.8745 | 4.305 | 4.7355 | 5.1661 | 5.5966 | 6.0271
2019-01-21 13:00 | 43486.5417 | 1.7138 | 2.285 | 2.8563 | 3.4275 | 3.9988 | 4.57 | 5.1413 | 5.7125 | 6.2838 | 6.855 | 7.4263 | 7.9975
2019-01-21 14:00 | 43486.5833 | 1.4798 | 1.9731 | 2.4664 | 2.9596 | 3.4529 | 3.9462 | 4.4394 | 4.9327 | 5.426 | 5.9192 | 6.4125 | 6.9058
2019-01-21 15:00 | 43486.625 | 1.7902 | 2.3869 | 2.9837 | 3.5804 | 4.1772 | 4.7739 | 5.3706 | 5.9674 | 6.5641 | 7.1608 | 7.7576 | 8.3543
2019-01-21 16:00 | 43486.6667 | 1.4729 | 1.9639 | 2.4549 | 2.9459 | 3.4369 | 3.9279 | 4.4188 | 4.9098 | 5.4008 | 5.8918 | 6.3828 | 6.8738
2019-01-21 17:00 | 43486.7083 | 0.72843 | 0.97124 | 1.2141 | 1.4569 | 1.6997 | 1.9425 | 2.1853 | 2.4281 | 2.6709 | 2.9137 | 3.1565 | 3.3994
2019-01-21 18:00 | 43486.75 | 0.0012472 | 0.0016629 | 0.0020786 | 0.0024943 | 0.0029101 | 0.0033258 | 0.0037415 | 0.0041572 | 0.0045729 | 0.0049887 | 0.0054044 | 0.0058201
2019-01-21 19:00 | 43486.7917 | 0 | 0 | 0 | 0 | 0 | 0 | 0 | 0 | 0 | 0 | 0 | 0
2019-01-21 20:00 | 43486.8333 | 0 | 0 | 0 | 0 | 0 | 0 | 0 | 0 | 0 | 0 | 0 | 0
2019-01-21 21:00 | 43486.875 | 0 | 0 | 0 | 0 | 0 | 0 | 0 | 0 | 0 | 0 | 0 | 0
2019-01-21 22:00 | 43486.9167 | 0 | 0 | 0 | 0 | 0 | 0 | 0 | 0 | 0 | 0 | 0 | 0
2019-01-21 23:00 | 43486.9583 | 0 | 0 | 0 | 0 | 0 | 0 | 0 | 0 | 0 | 0 | 0 | 0
2019-01-22 | 43487 | 0 | 0 | 0 | 0 | 0 | 0 | 0 | 0 | 0 | 0 | 0 | 0
2019-01-22 01:00 | 43487.0417 | 0 | 0 | 0 | 0 | 0 | 0 | 0 | 0 | 0 | 0 | 0 | 0
2019-01-22 02:00 | 43487.0833 | 0 | 0 | 0 | 0 | 0 | 0 | 0 | 0 | 0 | 0 | 0 | 0
2019-01-22 03:00 | 43487.125 | 0 | 0 | 0 | 0 | 0 | 0 | 0 | 0 | 0 | 0 | 0 | 0
2019-01-22 04:00 | 43487.1667 | 0 | 0 | 0 | 0 | 0 | 0 | 0 | 0 | 0 | 0 | 0 | 0
2019-01-22 05:00 | 43487.2083 | 0 | 0 | 0 | 0 | 0 | 0 | 0 | 0 | 0 | 0 | 0 | 0
2019-01-22 06:00 | 43487.25 | 0 | 0 | 0 | 0 | 0 | 0 | 0 | 0 | 0 | 0 | 0 | 0
2019-01-22 07:00 | 43487.2917 | 0 | 0 | 0 | 0 | 0 | 0 | 0 | 0 | 0 | 0 | 0 | 0
2019-01-22 08:00 | 43487.3333 | 0 | 0 | 0 | 0 | 0 | 0 | 0 | 0 | 0 | 0 | 0 | 0
2019-01-22 09:00 | 43487.375 | 0.045065 | 0.060087 | 0.075108 | 0.09013 | 0.10515 | 0.12017 | 0.1352 | 0.15022 | 0.16524 | 0.18026 | 0.19528 | 0.2103
2019-01-22 10:00 | 43487.4167 | 0.36993 | 0.49324 | 0.61655 | 0.73986 | 0.86317 | 0.98648 | 1.1098 | 1.2331 | 1.3564 | 1.4797 | 1.603 | 1.7263
2019-01-22 11:00 | 43487.4583 | 0.65709 | 0.87612 | 1.0951 | 1.3142 | 1.5332 | 1.7522 | 1.9713 | 2.1903 | 2.4093 | 2.6284 | 2.8474 | 3.0664
2019-01-22 12:00 | 43487.5 | 0.59998 | 0.79998 | 0.99997 | 1.2 | 1.4 | 1.6 | 1.7999 | 1.9999 | 2.1999 | 2.3999 | 2.5999 | 2.7999
2019-01-22 13:00 | 43487.5417 | 0.53786 | 0.71715 | 0.89644 | 1.0757 | 1.255 | 1.4343 | 1.6136 | 1.7929 | 1.9722 | 2.1515 | 2.3307 | 2.51
2019-01-22 14:00 | 43487.5833 | 0.54823 | 0.73097 | 0.91371 | 1.0965 | 1.2792 | 1.4619 | 1.6447 | 1.8274 | 2.0102 | 2.1929 | 2.3756 | 2.5584
2019-01-22 15:00 | 43487.625 | 0.91349 | 1.218 | 1.5225 | 1.827 | 2.1315 | 2.436 | 2.7405 | 3.045 | 3.3495 | 3.654 | 3.9585 | 4.263
2019-01-22 16:00 | 43487.6667 | 0.068593 | 0.091458 | 0.11432 | 0.13719 | 0.16005 | 0.18292 | 0.20578 | 0.22864 | 0.25151 | 0.27437 | 0.29724 | 0.3201
2019-01-22 17:00 | 43487.7083 | 0.078292 | 0.10439 | 0.13049 | 0.15658 | 0.18268 | 0.20878 | 0.23488 | 0.26097 | 0.28707 | 0.31317 | 0.33927 | 0.36536
2019-01-22 18:00 | 43487.75 | 0.0012673 | 0.0016897 | 0.0021121 | 0.0025346 | 0.002957 | 0.0033794 | 0.0038019 | 0.0042243 | 0.0046467 | 0.0050692 | 0.0054916 | 0.005914
2019-01-22 19:00 | 43487.7917 | 0 | 0 | 0 | 0 | 0 | 0 | 0 | 0 | 0 | 0 | 0 | 0
2019-01-22 20:00 | 43487.8333 | 0 | 0 | 0 | 0 | 0 | 0 | 0 | 0 | 0 | 0 | 0 | 0
2019-01-22 21:00 | 43487.875 | 0 | 0 | 0 | 0 | 0 | 0 | 0 | 0 | 0 | 0 | 0 | 0
2019-01-22 22:00 | 43487.9167 | 0 | 0 | 0 | 0 | 0 | 0 | 0 | 0 | 0 | 0 | 0 | 0
2019-01-22 23:00 | 43487.9583 | 0 | 0 | 0 | 0 | 0 | 0 | 0 | 0 | 0 | 0 | 0 | 0
2019-01-23 | 43488 | 0 | 0 | 0 | 0 | 0 | 0 | 0 | 0 | 0 | 0 | 0 | 0
2019-01-23 01:00 | 43488.0417 | 0 | 0 | 0 | 0 | 0 | 0 | 0 | 0 | 0 | 0 | 0 | 0
2019-01-23 02:00 | 43488.0833 | 0 | 0 | 0 | 0 | 0 | 0 | 0 | 0 | 0 | 0 | 0 | 0
2019-01-23 03:00 | 43488.125 | 0 | 0 | 0 | 0 | 0 | 0 | 0 | 0 | 0 | 0 | 0 | 0
2019-01-23 04:00 | 43488.1667 | 0 | 0 | 0 | 0 | 0 | 0 | 0 | 0 | 0 | 0 | 0 | 0
2019-01-23 05:00 | 43488.2083 | 0 | 0 | 0 | 0 | 0 | 0 | 0 | 0 | 0 | 0 | 0 | 0
2019-01-23 06:00 | 43488.25 | 0 | 0 | 0 | 0 | 0 | 0 | 0 | 0 | 0 | 0 | 0 | 0
2019-01-23 07:00 | 43488.2917 | 0 | 0 | 0 | 0 | 0 | 0 | 0 | 0 | 0 | 0 | 0 | 0
2019-01-23 08:00 | 43488.3333 | 0 | 0 | 0 | 0 | 0 | 0 | 0 | 0 | 0 | 0 | 0 | 0
2019-01-23 09:00 | 43488.375 | 0.010949 | 0.014599 | 0.018249 | 0.021899 | 0.025549 | 0.029198 | 0.032848 | 0.036498 | 0.040148 | 0.043798 | 0.047447 | 0.051097
2019-01-23 10:00 | 43488.4167 | 0.037301 | 0.049734 | 0.062168 | 0.074601 | 0.087035 | 0.099468 | 0.1119 | 0.12434 | 0.13677 | 0.1492 | 0.16164 | 0.17407
2019-01-23 11:00 | 43488.4583 | 0.065658 | 0.087545 | 0.10943 | 0.13132 | 0.1532 | 0.17509 | 0.19698 | 0.21886 | 0.24075 | 0.26263 | 0.28452 | 0.30641
2019-01-23 12:00 | 43488.5 | 0.080348 | 0.10713 | 0.13391 | 0.1607 | 0.18748 | 0.21426 | 0.24104 | 0.26783 | 0.29461 | 0.32139 | 0.34818 | 0.37496
2019-01-23 13:00 | 43488.5417 | 0.08779 | 0.11705 | 0.14632 | 0.17558 | 0.20484 | 0.23411 | 0.26337 | 0.29263 | 0.3219 | 0.35116 | 0.38042 | 0.40969
2019-01-23 14:00 | 43488.5833 | 0.082971 | 0.11063 | 0.13829 | 0.16594 | 0.1936 | 0.22126 | 0.24891 | 0.27657 | 0.30423 | 0.33188 | 0.35954 | 0.3872
2019-01-23 15:00 | 43488.625 | 0.068447 | 0.091263 | 0.11408 | 0.13689 | 0.15971 | 0.18253 | 0.20534 | 0.22816 | 0.25097 | 0.27379 | 0.29661 | 0.31942
2019-01-23 16:00 | 43488.6667 | 0.042219 | 0.056291 | 0.070364 | 0.084437 | 0.09851 | 0.11258 | 0.12666 | 0.14073 | 0.1548 | 0.16887 | 0.18295 | 0.19702
2019-01-23 17:00 | 43488.7083 | 0.015308 | 0.020411 | 0.025514 | 0.030617 | 0.03572 | 0.040822 | 0.045925 | 0.051028 | 0.056131 | 0.061234 | 0.066336 | 0.071439
2019-01-23 18:00 | 43488.75 | 0 | 0 | 0 | 0 | 0 | 0 | 0 | 0 | 0 | 0 | 0 | 0
2019-01-23 19:00 | 43488.7917 | 0 | 0 | 0 | 0 | 0 | 0 | 0 | 0 | 0 | 0 | 0 | 0
2019-01-23 20:00 | 43488.8333 | 0 | 0 | 0 | 0 | 0 | 0 | 0 | 0 | 0 | 0 | 0 | 0
2019-01-23 21:00 | 43488.875 | 0 | 0 | 0 | 0 | 0 | 0 | 0 | 0 | 0 | 0 | 0 | 0
2019-01-23 22:00 | 43488.9167 | 0 | 0 | 0 | 0 | 0 | 0 | 0 | 0 | 0 | 0 | 0 | 0
2019-01-23 23:00 | 43488.9583 | 0 | 0 | 0 | 0 | 0 | 0 | 0 | 0 | 0 | 0 | 0 | 0
2019-01-24 | 43489 | 0 | 0 | 0 | 0 | 0 | 0 | 0 | 0 | 0 | 0 | 0 | 0
2019-01-24 01:00 | 43489.0417 | 0 | 0 | 0 | 0 | 0 | 0 | 0 | 0 | 0 | 0 | 0 | 0
2019-01-24 02:00 | 43489.0833 | 0 | 0 | 0 | 0 | 0 | 0 | 0 | 0 | 0 | 0 | 0 | 0
2019-01-24 03:00 | 43489.125 | 0 | 0 | 0 | 0 | 0 | 0 | 0 | 0 | 0 | 0 | 0 | 0
2019-01-24 04:00 | 43489.1667 | 0 | 0 | 0 | 0 | 0 | 0 | 0 | 0 | 0 | 0 | 0 | 0
2019-01-24 05:00 | 43489.2083 | 0 | 0 | 0 | 0 | 0 | 0 | 0 | 0 | 0 | 0 | 0 | 0
2019-01-24 06:00 | 43489.25 | 0 | 0 | 0 | 0 | 0 | 0 | 0 | 0 | 0 | 0 | 0 | 0
2019-01-24 07:00 | 43489.2917 | 0 | 0 | 0 | 0 | 0 | 0 | 0 | 0 | 0 | 0 | 0 | 0
2019-01-24 08:00 | 43489.3333 | 0 | 0 | 0 | 0 | 0 | 0 | 0 | 0 | 0 | 0 | 0 | 0
2019-01-24 09:00 | 43489.375 | 0.039588 | 0.052784 | 0.065981 | 0.079177 | 0.092373 | 0.10557 | 0.11877 | 0.13196 | 0.14516 | 0.15835 | 0.17155 | 0.18475
2019-01-24 10:00 | 43489.4167 | 0.15779 | 0.21039 | 0.26298 | 0.31558 | 0.36818 | 0.42077 | 0.47337 | 0.52597 | 0.57856 | 0.63116 | 0.68376 | 0.73635
2019-01-24 11:00 | 43489.4583 | 0.3124 | 0.41654 | 0.52067 | 0.62481 | 0.72894 | 0.83308 | 0.93721 | 1.0413 | 1.1455 | 1.2496 | 1.3538 | 1.4579
2019-01-24 12:00 | 43489.5 | 0.31321 | 0.41761 | 0.52202 | 0.62642 | 0.73082 | 0.83523 | 0.93963 | 1.044 | 1.1484 | 1.2528 | 1.3572 | 1.4616
2019-01-24 13:00 | 43489.5417 | 0.32856 | 0.43807 | 0.54759 | 0.65711 | 0.76663 | 0.87615 | 0.98567 | 1.0952 | 1.2047 | 1.3142 | 1.4237 | 1.5333
2019-01-24 14:00 | 43489.5833 | 0.28115 | 0.37487 | 0.46859 | 0.56231 | 0.65602 | 0.74974 | 0.84346 | 0.93718 | 1.0309 | 1.1246 | 1.2183 | 1.312
2019-01-24 15:00 | 43489.625 | 0.17578 | 0.23437 | 0.29296 | 0.35155 | 0.41015 | 0.46874 | 0.52733 | 0.58592 | 0.64452 | 0.70311 | 0.7617 | 0.82029
2019-01-24 16:00 | 43489.6667 | 0.2294 | 0.30587 | 0.38234 | 0.45881 | 0.53527 | 0.61174 | 0.68821 | 0.76468 | 0.84115 | 0.91761 | 0.99408 | 1.0705
2019-01-24 17:00 | 43489.7083 | 0.087732 | 0.11698 | 0.14622 | 0.17546 | 0.20471 | 0.23395 | 0.2632 | 0.29244 | 0.32168 | 0.35093 | 0.38017 | 0.40942
2019-01-24 18:00 | 43489.75 | 0 | 0 | 0 | 0 | 0 | 0 | 0 | 0 | 0 | 0 | 0 | 0
2019-01-24 19:00 | 43489.7917 | 0 | 0 | 0 | 0 | 0 | 0 | 0 | 0 | 0 | 0 | 0 | 0
2019-01-24 20:00 | 43489.8333 | 0 | 0 | 0 | 0 | 0 | 0 | 0 | 0 | 0 | 0 | 0 | 0
2019-01-24 21:00 | 43489.875 | 0 | 0 | 0 | 0 | 0 | 0 | 0 | 0 | 0 | 0 | 0 | 0
2019-01-24 22:00 | 43489.9167 | 0 | 0 | 0 | 0 | 0 | 0 | 0 | 0 | 0 | 0 | 0 | 0
2019-01-24 23:00 | 43489.9583 | 0 | 0 | 0 | 0 | 0 | 0 | 0 | 0 | 0 | 0 | 0 | 0
2019-01-25 | 43490 | 0 | 0 | 0 | 0 | 0 | 0 | 0 | 0 | 0 | 0 | 0 | 0
2019-01-25 01:00 | 43490.0417 | 0 | 0 | 0 | 0 | 0 | 0 | 0 | 0 | 0 | 0 | 0 | 0
2019-01-25 02:00 | 43490.0833 | 0 | 0 | 0 | 0 | 0 | 0 | 0 | 0 | 0 | 0 | 0 | 0
2019-01-25 03:00 | 43490.125 | 0 | 0 | 0 | 0 | 0 | 0 | 0 | 0 | 0 | 0 | 0 | 0
2019-01-25 04:00 | 43490.1667 | 0 | 0 | 0 | 0 | 0 | 0 | 0 | 0 | 0 | 0 | 0 | 0
2019-01-25 05:00 | 43490.2083 | 0 | 0 | 0 | 0 | 0 | 0 | 0 | 0 | 0 | 0 | 0 | 0
2019-01-25 06:00 | 43490.25 | 0 | 0 | 0 | 0 | 0 | 0 | 0 | 0 | 0 | 0 | 0 | 0
2019-01-25 07:00 | 43490.2917 | 0 | 0 | 0 | 0 | 0 | 0 | 0 | 0 | 0 | 0 | 0 | 0
2019-01-25 08:00 | 43490.3333 | 0 | 0 | 0 | 0 | 0 | 0 | 0 | 0 | 0 | 0 | 0 | 0
2019-01-25 09:00 | 43490.375 | 0.068631 | 0.091508 | 0.11438 | 0.13726 | 0.16014 | 0.18302 | 0.20589 | 0.22877 | 0.25165 | 0.27452 | 0.2974 | 0.32028
2019-01-25 10:00 | 43490.4167 | 0.39435 | 0.5258 | 0.65725 | 0.7887 | 0.92015 | 1.0516 | 1.183 | 1.3145 | 1.4459 | 1.5774 | 1.7088 | 1.8403
2019-01-25 11:00 | 43490.4583 | 1.3175 | 1.7567 | 2.1958 | 2.635 | 3.0742 | 3.5133 | 3.9525 | 4.3916 | 4.8308 | 5.27 | 5.7091 | 6.1483
2019-01-25 12:00 | 43490.5 | 1.046 | 1.3946 | 1.7433 | 2.092 | 2.4406 | 2.7893 | 3.1379 | 3.4866 | 3.8353 | 4.1839 | 4.5326 | 4.8812
2019-01-25 13:00 | 43490.5417 | 2.4608 | 3.281 | 4.1013 | 4.9215 | 5.7418 | 6.562 | 7.3823 | 8.2025 | 9.0228 | 9.843 | 10.6633 | 11.4835
2019-01-25 14:00 | 43490.5833 | 2.2529 | 3.0039 | 3.7548 | 4.5058 | 5.2568 | 6.0077 | 6.7587 | 7.5096 | 8.2606 | 9.0116 | 9.7625 | 10.5135
2019-01-25 15:00 | 43490.625 | 1.461 | 1.948 | 2.4351 | 2.9221 | 3.4091 | 3.8961 | 4.3831 | 4.8701 | 5.3571 | 5.8441 | 6.3311 | 6.8182
2019-01-25 16:00 | 43490.6667 | 1.2763 | 1.7018 | 2.1272 | 2.5526 | 2.9781 | 3.4035 | 3.8289 | 4.2544 | 4.6798 | 5.1053 | 5.5307 | 5.9561
2019-01-25 17:00 | 43490.7083 | 0.76109 | 1.0148 | 1.2685 | 1.5222 | 1.7759 | 2.0296 | 2.2833 | 2.537 | 2.7907 | 3.0444 | 3.2981 | 3.5518
2019-01-25 18:00 | 43490.75 | 0.0049209 | 0.0065612 | 0.0082015 | 0.0098418 | 0.011482 | 0.013122 | 0.014763 | 0.016403 | 0.018043 | 0.019684 | 0.021324 | 0.022964
2019-01-25 19:00 | 43490.7917 | 0 | 0 | 0 | 0 | 0 | 0 | 0 | 0 | 0 | 0 | 0 | 0
2019-01-25 20:00 | 43490.8333 | 0 | 0 | 0 | 0 | 0 | 0 | 0 | 0 | 0 | 0 | 0 | 0
2019-01-25 21:00 | 43490.875 | 0 | 0 | 0 | 0 | 0 | 0 | 0 | 0 | 0 | 0 | 0 | 0
2019-01-25 22:00 | 43490.9167 | 0 | 0 | 0 | 0 | 0 | 0 | 0 | 0 | 0 | 0 | 0 | 0
2019-01-25 23:00 | 43490.9583 | 0 | 0 | 0 | 0 | 0 | 0 | 0 | 0 | 0 | 0 | 0 | 0
2019-01-26 | 43491 | 0 | 0 | 0 | 0 | 0 | 0 | 0 | 0 | 0 | 0 | 0 | 0
2019-01-26 01:00 | 43491.0417 | 0 | 0 | 0 | 0 | 0 | 0 | 0 | 0 | 0 | 0 | 0 | 0
2019-01-26 02:00 | 43491.0833 | 0 | 0 | 0 | 0 | 0 | 0 | 0 | 0 | 0 | 0 | 0 | 0
2019-01-26 03:00 | 43491.125 | 0 | 0 | 0 | 0 | 0 | 0 | 0 | 0 | 0 | 0 | 0 | 0
2019-01-26 04:00 | 43491.1667 | 0 | 0 | 0 | 0 | 0 | 0 | 0 | 0 | 0 | 0 | 0 | 0
2019-01-26 05:00 | 43491.2083 | 0 | 0 | 0 | 0 | 0 | 0 | 0 | 0 | 0 | 0 | 0 | 0
2019-01-26 06:00 | 43491.25 | 0 | 0 | 0 | 0 | 0 | 0 | 0 | 0 | 0 | 0 | 0 | 0
2019-01-26 07:00 | 43491.2917 | 0 | 0 | 0 | 0 | 0 | 0 | 0 | 0 | 0 | 0 | 0 | 0
2019-01-26 08:00 | 43491.3333 | 0 | 0 | 0 | 0 | 0 | 0 | 0 | 0 | 0 | 0 | 0 | 0
2019-01-26 09:00 | 43491.375 | 0.48239 | 0.64319 | 0.80399 | 0.96479 | 1.1256 | 1.2864 | 1.4472 | 1.608 | 1.7688 | 1.9296 | 2.0904 | 2.2512
2019-01-26 10:00 | 43491.4167 | 1.1187 | 1.4916 | 1.8645 | 2.2374 | 2.6103 | 2.9832 | 3.3561 | 3.729 | 4.1019 | 4.4749 | 4.8478 | 5.2207
2019-01-26 11:00 | 43491.4583 | 1.5593 | 2.0791 | 2.5988 | 3.1186 | 3.6384 | 4.1581 | 4.6779 | 5.1977 | 5.7174 | 6.2372 | 6.7569 | 7.2767
2019-01-26 12:00 | 43491.5 | 1.8698 | 2.493 | 3.1163 | 3.7395 | 4.3628 | 4.9861 | 5.6093 | 6.2326 | 6.8558 | 7.4791 | 8.1023 | 8.7256
2019-01-26 13:00 | 43491.5417 | 1.9414 | 2.5886 | 3.2357 | 3.8828 | 4.53 | 5.1771 | 5.8243 | 6.4714 | 7.1186 | 7.7657 | 8.4128 | 9.06
2019-01-26 14:00 | 43491.5833 | 1.7777 | 2.3702 | 2.9628 | 3.5553 | 4.1479 | 4.7405 | 5.333 | 5.9256 | 6.5181 | 7.1107 | 7.7032 | 8.2958
2019-01-26 15:00 | 43491.625 | 1.454 | 1.9386 | 2.4233 | 2.908 | 3.3926 | 3.8773 | 4.3619 | 4.8466 | 5.3313 | 5.8159 | 6.3006 | 6.7852
2019-01-26 16:00 | 43491.6667 | 1.0423 | 1.3897 | 1.7371 | 2.0845 | 2.432 | 2.7794 | 3.1268 | 3.4742 | 3.8217 | 4.1691 | 4.5165 | 4.8639
2019-01-26 17:00 | 43491.7083 | 0.44883 | 0.59844 | 0.74805 | 0.89766 | 1.0473 | 1.1969 | 1.3465 | 1.4961 | 1.6457 | 1.7953 | 1.9449 | 2.0945
2019-01-26 18:00 | 43491.75 | 0.001258 | 0.0016773 | 0.0020967 | 0.002516 | 0.0029353 | 0.0033547 | 0.003774 | 0.0041933 | 0.0046127 | 0.005032 | 0.0054513 | 0.0058706
2019-01-26 19:00 | 43491.7917 | 0 | 0 | 0 | 0 | 0 | 0 | 0 | 0 | 0 | 0 | 0 | 0
2019-01-26 20:00 | 43491.8333 | 0 | 0 | 0 | 0 | 0 | 0 | 0 | 0 | 0 | 0 | 0 | 0
2019-01-26 21:00 | 43491.875 | 0 | 0 | 0 | 0 | 0 | 0 | 0 | 0 | 0 | 0 | 0 | 0
2019-01-26 22:00 | 43491.9167 | 0 | 0 | 0 | 0 | 0 | 0 | 0 | 0 | 0 | 0 | 0 | 0
2019-01-26 23:00 | 43491.9583 | 0 | 0 | 0 | 0 | 0 | 0 | 0 | 0 | 0 | 0 | 0 | 0
2019-01-27 | 43492 | 0 | 0 | 0 | 0 | 0 | 0 | 0 | 0 | 0 | 0 | 0 | 0
2019-01-27 01:00 | 43492.0417 | 0 | 0 | 0 | 0 | 0 | 0 | 0 | 0 | 0 | 0 | 0 | 0
2019-01-27 02:00 | 43492.0833 | 0 | 0 | 0 | 0 | 0 | 0 | 0 | 0 | 0 | 0 | 0 | 0
2019-01-27 03:00 | 43492.125 | 0 | 0 | 0 | 0 | 0 | 0 | 0 | 0 | 0 | 0 | 0 | 0
2019-01-27 04:00 | 43492.1667 | 0 | 0 | 0 | 0 | 0 | 0 | 0 | 0 | 0 | 0 | 0 | 0
2019-01-27 05:00 | 43492.2083 | 0 | 0 | 0 | 0 | 0 | 0 | 0 | 0 | 0 | 0 | 0 | 0
2019-01-27 06:00 | 43492.25 | 0 | 0 | 0 | 0 | 0 | 0 | 0 | 0 | 0 | 0 | 0 | 0
2019-01-27 07:00 | 43492.2917 | 0 | 0 | 0 | 0 | 0 | 0 | 0 | 0 | 0 | 0 | 0 | 0
2019-01-27 08:00 | 43492.3333 | 0 | 0 | 0 | 0 | 0 | 0 | 0 | 0 | 0 | 0 | 0 | 0
2019-01-27 09:00 | 43492.375 | 0.615 | 0.82 | 1.025 | 1.23 | 1.435 | 1.64 | 1.845 | 2.05 | 2.255 | 2.46 | 2.665 | 2.87
2019-01-27 10:00 | 43492.4167 | 1.4419 | 1.9225 | 2.4031 | 2.8837 | 3.3643 | 3.845 | 4.3256 | 4.8062 | 5.2868 | 5.7674 | 6.2481 | 6.7287
2019-01-27 11:00 | 43492.4583 | 2.0817 | 2.7756 | 3.4695 | 4.1634 | 4.8572 | 5.5511 | 6.245 | 6.9389 | 7.6328 | 8.3267 | 9.0206 | 9.7145
2019-01-27 12:00 | 43492.5 | 2.4629 | 3.2838 | 4.1048 | 4.9257 | 5.7467 | 6.5676 | 7.3886 | 8.2096 | 9.0305 | 9.8515 | 10.6724 | 11.4934
2019-01-27 13:00 | 43492.5417 | 2.4855 | 3.314 | 4.1425 | 4.971 | 5.7995 | 6.628 | 7.4565 | 8.285 | 9.1135 | 9.942 | 10.7705 | 11.599
2019-01-27 14:00 | 43492.5833 | 2.2688 | 3.0251 | 3.7814 | 4.5376 | 5.2939 | 6.0502 | 6.8065 | 7.5627 | 8.319 | 9.0753 | 9.8316 | 10.5878
2019-01-27 15:00 | 43492.625 | 1.8565 | 2.4754 | 3.0942 | 3.713 | 4.3319 | 4.9507 | 5.5695 | 6.1884 | 6.8072 | 7.4261 | 8.0449 | 8.6637
2019-01-27 16:00 | 43492.6667 | 1.2064 | 1.6086 | 2.0107 | 2.4129 | 2.815 | 3.2172 | 3.6193 | 4.0215 | 4.4236 | 4.8257 | 5.2279 | 5.63
2019-01-27 17:00 | 43492.7083 | 0.50149 | 0.66865 | 0.83581 | 1.003 | 1.1701 | 1.3373 | 1.5045 | 1.6716 | 1.8388 | 2.0059 | 2.1731 | 2.3403
2019-01-27 18:00 | 43492.75 | 0.0012952 | 0.001727 | 0.0021587 | 0.0025905 | 0.0030222 | 0.003454 | 0.0038857 | 0.0043174 | 0.0047492 | 0.0051809 | 0.0056127 | 0.0060444
2019-01-27 19:00 | 43492.7917 | 0 | 0 | 0 | 0 | 0 | 0 | 0 | 0 | 0 | 0 | 0 | 0
2019-01-27 20:00 | 43492.8333 | 0 | 0 | 0 | 0 | 0 | 0 | 0 | 0 | 0 | 0 | 0 | 0
2019-01-27 21:00 | 43492.875 | 0 | 0 | 0 | 0 | 0 | 0 | 0 | 0 | 0 | 0 | 0 | 0
2019-01-27 22:00 | 43492.9167 | 0 | 0 | 0 | 0 | 0 | 0 | 0 | 0 | 0 | 0 | 0 | 0
2019-01-27 23:00 | 43492.9583 | 0 | 0 | 0 | 0 | 0 | 0 | 0 | 0 | 0 | 0 | 0 | 0
2019-01-28 | 43493 | 0 | 0 | 0 | 0 | 0 | 0 | 0 | 0 | 0 | 0 | 0 | 0
2019-01-28 01:00 | 43493.0417 | 0 | 0 | 0 | 0 | 0 | 0 | 0 | 0 | 0 | 0 | 0 | 0
2019-01-28 02:00 | 43493.0833 | 0 | 0 | 0 | 0 | 0 | 0 | 0 | 0 | 0 | 0 | 0 | 0
2019-01-28 03:00 | 43493.125 | 0 | 0 | 0 | 0 | 0 | 0 | 0 | 0 | 0 | 0 | 0 | 0
2019-01-28 04:00 | 43493.1667 | 0 | 0 | 0 | 0 | 0 | 0 | 0 | 0 | 0 | 0 | 0 | 0
2019-01-28 05:00 | 43493.2083 | 0 | 0 | 0 | 0 | 0 | 0 | 0 | 0 | 0 | 0 | 0 | 0
2019-01-28 06:00 | 43493.25 | 0 | 0 | 0 | 0 | 0 | 0 | 0 | 0 | 0 | 0 | 0 | 0
2019-01-28 07:00 | 43493.2917 | 0 | 0 | 0 | 0 | 0 | 0 | 0 | 0 | 0 | 0 | 0 | 0
2019-01-28 08:00 | 43493.3333 | 0 | 0 | 0 | 0 | 0 | 0 | 0 | 0 | 0 | 0 | 0 | 0
2019-01-28 09:00 | 43493.375 | 0.1649 | 0.21987 | 0.27484 | 0.32981 | 0.38478 | 0.43974 | 0.49471 | 0.54968 | 0.60465 | 0.65962 | 0.71458 | 0.76955
2019-01-28 10:00 | 43493.4167 | 0.46255 | 0.61674 | 0.77092 | 0.9251 | 1.0793 | 1.2335 | 1.3877 | 1.5418 | 1.696 | 1.8502 | 2.0044 | 2.1586
2019-01-28 11:00 | 43493.4583 | 0.6542 | 0.87226 | 1.0903 | 1.3084 | 1.5265 | 1.7445 | 1.9626 | 2.1807 | 2.3987 | 2.6168 | 2.8348 | 3.0529
2019-01-28 12:00 | 43493.5 | 0.94496 | 1.2599 | 1.5749 | 1.8899 | 2.2049 | 2.5199 | 2.8349 | 3.1499 | 3.4648 | 3.7798 | 4.0948 | 4.4098
2019-01-28 13:00 | 43493.5417 | 0.93614 | 1.2482 | 1.5602 | 1.8723 | 2.1843 | 2.4964 | 2.8084 | 3.1205 | 3.4325 | 3.7446 | 4.0566 | 4.3686
2019-01-28 14:00 | 43493.5833 | 0.76596 | 1.0213 | 1.2766 | 1.5319 | 1.7872 | 2.0426 | 2.2979 | 2.5532 | 2.8085 | 3.0639 | 3.3192 | 3.5745
2019-01-28 15:00 | 43493.625 | 0.73348 | 0.97797 | 1.2225 | 1.467 | 1.7114 | 1.9559 | 2.2004 | 2.4449 | 2.6894 | 2.9339 | 3.1784 | 3.4229
2019-01-28 16:00 | 43493.6667 | 0.39473 | 0.52631 | 0.65789 | 0.78947 | 0.92105 | 1.0526 | 1.1842 | 1.3158 | 1.4474 | 1.5789 | 1.7105 | 1.8421
2019-01-28 17:00 | 43493.7083 | 0.14827 | 0.19769 | 0.24712 | 0.29654 | 0.34597 | 0.39539 | 0.44481 | 0.49424 | 0.54366 | 0.59308 | 0.64251 | 0.69193
2019-01-28 18:00 | 43493.75 | 0.0014079 | 0.0018772 | 0.0023464 | 0.0028157 | 0.003285 | 0.0037543 | 0.0042236 | 0.0046929 | 0.0051622 | 0.0056315 | 0.0061008 | 0.00657
2019-01-28 19:00 | 43493.7917 | 0 | 0 | 0 | 0 | 0 | 0 | 0 | 0 | 0 | 0 | 0 | 0
2019-01-28 20:00 | 43493.8333 | 0 | 0 | 0 | 0 | 0 | 0 | 0 | 0 | 0 | 0 | 0 | 0
2019-01-28 21:00 | 43493.875 | 0 | 0 | 0 | 0 | 0 | 0 | 0 | 0 | 0 | 0 | 0 | 0
2019-01-28 22:00 | 43493.9167 | 0 | 0 | 0 | 0 | 0 | 0 | 0 | 0 | 0 | 0 | 0 | 0
2019-01-28 23:00 | 43493.9583 | 0 | 0 | 0 | 0 | 0 | 0 | 0 | 0 | 0 | 0 | 0 | 0
2019-01-29 | 43494 | 0 | 0 | 0 | 0 | 0 | 0 | 0 | 0 | 0 | 0 | 0 | 0
2019-01-29 01:00 | 43494.0417 | 0 | 0 | 0 | 0 | 0 | 0 | 0 | 0 | 0 | 0 | 0 | 0
2019-01-29 02:00 | 43494.0833 | 0 | 0 | 0 | 0 | 0 | 0 | 0 | 0 | 0 | 0 | 0 | 0
2019-01-29 03:00 | 43494.125 | 0 | 0 | 0 | 0 | 0 | 0 | 0 | 0 | 0 | 0 | 0 | 0
2019-01-29 04:00 | 43494.1667 | 0 | 0 | 0 | 0 | 0 | 0 | 0 | 0 | 0 | 0 | 0 | 0
2019-01-29 05:00 | 43494.2083 | 0 | 0 | 0 | 0 | 0 | 0 | 0 | 0 | 0 | 0 | 0 | 0
2019-01-29 06:00 | 43494.25 | 0 | 0 | 0 | 0 | 0 | 0 | 0 | 0 | 0 | 0 | 0 | 0
2019-01-29 07:00 | 43494.2917 | 0 | 0 | 0 | 0 | 0 | 0 | 0 | 0 | 0 | 0 | 0 | 0
2019-01-29 08:00 | 43494.3333 | 0 | 0 | 0 | 0 | 0 | 0 | 0 | 0 | 0 | 0 | 0 | 0
2019-01-29 09:00 | 43494.375 | 0.4765 | 0.63533 | 0.79416 | 0.95299 | 1.1118 | 1.2707 | 1.4295 | 1.5883 | 1.7472 | 1.906 | 2.0648 | 2.2237
2019-01-29 10:00 | 43494.4167 | 1.1136 | 1.4847 | 1.8559 | 2.2271 | 2.5983 | 2.9695 | 3.3407 | 3.7119 | 4.0831 | 4.4542 | 4.8254 | 5.1966
2019-01-29 11:00 | 43494.4583 | 1.543 | 2.0573 | 2.5716 | 3.0859 | 3.6002 | 4.1145 | 4.6289 | 5.1432 | 5.6575 | 6.1718 | 6.6861 | 7.2004
2019-01-29 12:00 | 43494.5 | 1.995 | 2.6601 | 3.3251 | 3.9901 | 4.6551 | 5.3201 | 5.9851 | 6.6502 | 7.3152 | 7.9802 | 8.6452 | 9.3102
2019-01-29 13:00 | 43494.5417 | 2.1672 | 2.8897 | 3.6121 | 4.3345 | 5.0569 | 5.7793 | 6.5017 | 7.2242 | 7.9466 | 8.669 | 9.3914 | 10.1138
2019-01-29 14:00 | 43494.5833 | 2.1689 | 2.8918 | 3.6148 | 4.3377 | 5.0607 | 5.7836 | 6.5066 | 7.2295 | 7.9525 | 8.6754 | 9.3984 | 10.1213
2019-01-29 15:00 | 43494.625 | 1.8565 | 2.4753 | 3.0941 | 3.713 | 4.3318 | 4.9506 | 5.5694 | 6.1883 | 6.8071 | 7.4259 | 8.0448 | 8.6636
2019-01-29 16:00 | 43494.6667 | 1.1714 | 1.5618 | 1.9523 | 2.3428 | 2.7332 | 3.1237 | 3.5141 | 3.9046 | 4.295 | 4.6855 | 5.076 | 5.4664
2019-01-29 17:00 | 43494.7083 | 0.50552 | 0.67403 | 0.84254 | 1.011 | 1.1796 | 1.3481 | 1.5166 | 1.6851 | 1.8536 | 2.0221 | 2.1906 | 2.3591
2019-01-29 18:00 | 43494.75 | 0.0013046 | 0.0017394 | 0.0021743 | 0.0026091 | 0.003044 | 0.0034789 | 0.0039137 | 0.0043486 | 0.0047834 | 0.0052183 | 0.0056531 | 0.006088
2019-01-29 19:00 | 43494.7917 | 0 | 0 | 0 | 0 | 0 | 0 | 0 | 0 | 0 | 0 | 0 | 0
2019-01-29 20:00 | 43494.8333 | 0 | 0 | 0 | 0 | 0 | 0 | 0 | 0 | 0 | 0 | 0 | 0
2019-01-29 21:00 | 43494.875 | 0 | 0 | 0 | 0 | 0 | 0 | 0 | 0 | 0 | 0 | 0 | 0
2019-01-29 22:00 | 43494.9167 | 0 | 0 | 0 | 0 | 0 | 0 | 0 | 0 | 0 | 0 | 0 | 0
2019-01-29 23:00 | 43494.9583 | 0 | 0 | 0 | 0 | 0 | 0 | 0 | 0 | 0 | 0 | 0 | 0
2019-01-30 | 43495 | 0 | 0 | 0 | 0 | 0 | 0 | 0 | 0 | 0 | 0 | 0 | 0
2019-01-30 01:00 | 43495.0417 | 0 | 0 | 0 | 0 | 0 | 0 | 0 | 0 | 0 | 0 | 0 | 0
2019-01-30 02:00 | 43495.0833 | 0 | 0 | 0 | 0 | 0 | 0 | 0 | 0 | 0 | 0 | 0 | 0
2019-01-30 03:00 | 43495.125 | 0 | 0 | 0 | 0 | 0 | 0 | 0 | 0 | 0 | 0 | 0 | 0
2019-01-30 04:00 | 43495.1667 | 0 | 0 | 0 | 0 | 0 | 0 | 0 | 0 | 0 | 0 | 0 | 0
2019-01-30 05:00 | 43495.2083 | 0 | 0 | 0 | 0 | 0 | 0 | 0 | 0 | 0 | 0 | 0 | 0
2019-01-30 06:00 | 43495.25 | 0 | 0 | 0 | 0 | 0 | 0 | 0 | 0 | 0 | 0 | 0 | 0
2019-01-30 07:00 | 43495.2917 | 0 | 0 | 0 | 0 | 0 | 0 | 0 | 0 | 0 | 0 | 0 | 0
2019-01-30 08:00 | 43495.3333 | 0.0015122 | 0.0020162 | 0.0025203 | 0.0030244 | 0.0035284 | 0.0040325 | 0.0045365 | 0.0050406 | 0.0055447 | 0.0060487 | 0.0065528 | 0.0070568
2019-01-30 09:00 | 43495.375 | 0.48584 | 0.64778 | 0.80973 | 0.97167 | 1.1336 | 1.2956 | 1.4575 | 1.6195 | 1.7814 | 1.9433 | 2.1053 | 2.2672
2019-01-30 10:00 | 43495.4167 | 0.97381 | 1.2984 | 1.623 | 1.9476 | 2.2722 | 2.5968 | 2.9214 | 3.246 | 3.5706 | 3.8952 | 4.2198 | 4.5444
2019-01-30 11:00 | 43495.4583 | 1.1342 | 1.5122 | 1.8903 | 2.2684 | 2.6464 | 3.0245 | 3.4026 | 3.7806 | 4.1587 | 4.5367 | 4.9148 | 5.2929
2019-01-30 12:00 | 43495.5 | 0.86275 | 1.1503 | 1.4379 | 1.7255 | 2.0131 | 2.3007 | 2.5883 | 2.8758 | 3.1634 | 3.451 | 3.7386 | 4.0262
2019-01-30 13:00 | 43495.5417 | 1.1672 | 1.5562 | 1.9453 | 2.3344 | 2.7234 | 3.1125 | 3.5015 | 3.8906 | 4.2797 | 4.6687 | 5.0578 | 5.4468
2019-01-30 14:00 | 43495.5833 | 1.8277 | 2.4369 | 3.0462 | 3.6554 | 4.2646 | 4.8739 | 5.4831 | 6.0923 | 6.7016 | 7.3108 | 7.92 | 8.5293
2019-01-30 15:00 | 43495.625 | 1.4715 | 1.962 | 2.4525 | 2.943 | 3.4334 | 3.9239 | 4.4144 | 4.9049 | 5.3954 | 5.8859 | 6.3764 | 6.8669
2019-01-30 16:00 | 43495.6667 | 1.1294 | 1.5059 | 1.8823 | 2.2588 | 2.6353 | 3.0117 | 3.3882 | 3.7647 | 4.1411 | 4.5176 | 4.894 | 5.2705
2019-01-30 17:00 | 43495.7083 | 0.37329 | 0.49772 | 0.62216 | 0.74659 | 0.87102 | 0.99545 | 1.1199 | 1.2443 | 1.3687 | 1.4932 | 1.6176 | 1.742
2019-01-30 18:00 | 43495.75 | 0.0013264 | 0.0017685 | 0.0022106 | 0.0026528 | 0.0030949 | 0.003537 | 0.0039792 | 0.0044213 | 0.0048634 | 0.0053056 | 0.0057477 | 0.0061898
2019-01-30 19:00 | 43495.7917 | 0 | 0 | 0 | 0 | 0 | 0 | 0 | 0 | 0 | 0 | 0 | 0
2019-01-30 20:00 | 43495.8333 | 0 | 0 | 0 | 0 | 0 | 0 | 0 | 0 | 0 | 0 | 0 | 0
2019-01-30 21:00 | 43495.875 | 0 | 0 | 0 | 0 | 0 | 0 | 0 | 0 | 0 | 0 | 0 | 0
2019-01-30 22:00 | 43495.9167 | 0 | 0 | 0 | 0 | 0 | 0 | 0 | 0 | 0 | 0 | 0 | 0
2019-01-30 23:00 | 43495.9583 | 0 | 0 | 0 | 0 | 0 | 0 | 0 | 0 | 0 | 0 | 0 | 0
2019-01-31 | 43496 | 0 | 0 | 0 | 0 | 0 | 0 | 0 | 0 | 0 | 0 | 0 | 0
2019-01-31 01:00 | 43496.0417 | 0 | 0 | 0 | 0 | 0 | 0 | 0 | 0 | 0 | 0 | 0 | 0
2019-01-31 02:00 | 43496.0833 | 0 | 0 | 0 | 0 | 0 | 0 | 0 | 0 | 0 | 0 | 0 | 0
2019-01-31 03:00 | 43496.125 | 0 | 0 | 0 | 0 | 0 | 0 | 0 | 0 | 0 | 0 | 0 | 0
2019-01-31 04:00 | 43496.1667 | 0 | 0 | 0 | 0 | 0 | 0 | 0 | 0 | 0 | 0 | 0 | 0
2019-01-31 05:00 | 43496.2083 | 0 | 0 | 0 | 0 | 0 | 0 | 0 | 0 | 0 | 0 | 0 | 0
2019-01-31 06:00 | 43496.25 | 0 | 0 | 0 | 0 | 0 | 0 | 0 | 0 | 0 | 0 | 0 | 0
2019-01-31 07:00 | 43496.2917 | 0 | 0 | 0 | 0 | 0 | 0 | 0 | 0 | 0 | 0 | 0 | 0
2019-01-31 08:00 | 43496.3333 | 0 | 0 | 0 | 0 | 0 | 0 | 0 | 0 | 0 | 0 | 0 | 0
2019-01-31 09:00 | 43496.375 | 0.47214 | 0.62953 | 0.78691 | 0.94429 | 1.1017 | 1.2591 | 1.4164 | 1.5738 | 1.7312 | 1.8886 | 2.046 | 2.2033
2019-01-31 10:00 | 43496.4167 | 1.0784 | 1.4378 | 1.7973 | 2.1568 | 2.5162 | 2.8757 | 3.2351 | 3.5946 | 3.954 | 4.3135 | 4.673 | 5.0324
2019-01-31 11:00 | 43496.4583 | 1.6885 | 2.2514 | 2.8142 | 3.377 | 3.9399 | 4.5027 | 5.0656 | 5.6284 | 6.1912 | 6.7541 | 7.3169 | 7.8798
2019-01-31 12:00 | 43496.5 | 1.9229 | 2.5638 | 3.2048 | 3.8457 | 4.4867 | 5.1277 | 5.7686 | 6.4096 | 7.0505 | 7.6915 | 8.3325 | 8.9734
2019-01-31 13:00 | 43496.5417 | 2.1022 | 2.8029 | 3.5036 | 4.2044 | 4.9051 | 5.6058 | 6.3066 | 7.0073 | 7.708 | 8.4087 | 9.1095 | 9.8102
2019-01-31 14:00 | 43496.5833 | 2.1037 | 2.805 | 3.5062 | 4.2074 | 4.9087 | 5.6099 | 6.3111 | 7.0124 | 7.7136 | 8.4149 | 9.1161 | 9.8173
2019-01-31 15:00 | 43496.625 | 1.6893 | 2.2525 | 2.8156 | 3.3787 | 3.9418 | 4.5049 | 5.068 | 5.6311 | 6.1942 | 6.7574 | 7.3205 | 7.8836
2019-01-31 16:00 | 43496.6667 | 1.2163 | 1.6217 | 2.0271 | 2.4325 | 2.8379 | 3.2434 | 3.6488 | 4.0542 | 4.4596 | 4.8651 | 5.2705 | 5.6759
2019-01-31 17:00 | 43496.7083 | 0.52065 | 0.6942 | 0.86775 | 1.0413 | 1.2149 | 1.3884 | 1.562 | 1.7355 | 1.9091 | 2.0826 | 2.2562 | 2.4297
2019-01-31 18:00 | 43496.75 | 0.0011473 | 0.0015298 | 0.0019122 | 0.0022947 | 0.0026771 | 0.0030595 | 0.003442 | 0.0038244 | 0.0042069 | 0.0045893 | 0.0049718 | 0.0053542
2019-01-31 19:00 | 43496.7917 | 0 | 0 | 0 | 0 | 0 | 0 | 0 | 0 | 0 | 0 | 0 | 0
2019-01-31 20:00 | 43496.8333 | 0 | 0 | 0 | 0 | 0 | 0 | 0 | 0 | 0 | 0 | 0 | 0
2019-01-31 21:00 | 43496.875 | 0 | 0 | 0 | 0 | 0 | 0 | 0 | 0 | 0 | 0 | 0 | 0
2019-01-31 22:00 | 43496.9167 | 0 | 0 | 0 | 0 | 0 | 0 | 0 | 0 | 0 | 0 | 0 | 0
2019-01-31 23:00 | 43496.9583 | 0 | 0 | 0 | 0 | 0 | 0 | 0 | 0 | 0 | 0 | 0 | 0
2019-02-01 | 43497 | 0 | 0 | 0 | 0 | 0 | 0 | 0 | 0 | 0 | 0 | 0 | 0
2019-02-01 01:00 | 43497.0417 | 0 | 0 | 0 | 0 | 0 | 0 | 0 | 0 | 0 | 0 | 0 | 0
2019-02-01 02:00 | 43497.0833 | 0 | 0 | 0 | 0 | 0 | 0 | 0 | 0 | 0 | 0 | 0 | 0
2019-02-01 03:00 | 43497.125 | 0 | 0 | 0 | 0 | 0 | 0 | 0 | 0 | 0 | 0 | 0 | 0
2019-02-01 04:00 | 43497.1667 | 0 | 0 | 0 | 0 | 0 | 0 | 0 | 0 | 0 | 0 | 0 | 0
2019-02-01 05:00 | 43497.2083 | 0 | 0 | 0 | 0 | 0 | 0 | 0 | 0 | 0 | 0 | 0 | 0
2019-02-01 06:00 | 43497.25 | 0 | 0 | 0 | 0 | 0 | 0 | 0 | 0 | 0 | 0 | 0 | 0
2019-02-01 07:00 | 43497.2917 | 0 | 0 | 0 | 0 | 0 | 0 | 0 | 0 | 0 | 0 | 0 | 0
2019-02-01 08:00 | 43497.3333 | 0 | 0 | 0 | 0 | 0 | 0 | 0 | 0 | 0 | 0 | 0 | 0
2019-02-01 09:00 | 43497.375 | 0.4384 | 0.58453 | 0.73067 | 0.8768 | 1.0229 | 1.1691 | 1.3152 | 1.4613 | 1.6075 | 1.7536 | 1.8997 | 2.0459
2019-02-01 10:00 | 43497.4167 | 1.1775 | 1.57 | 1.9625 | 2.355 | 2.7474 | 3.1399 | 3.5324 | 3.9249 | 4.3174 | 4.7099 | 5.1024 | 5.4949
2019-02-01 11:00 | 43497.4583 | 1.7812 | 2.375 | 2.9687 | 3.5625 | 4.1562 | 4.7499 | 5.3437 | 5.9374 | 6.5312 | 7.1249 | 7.7187 | 8.3124
2019-02-01 12:00 | 43497.5 | 2.1426 | 2.8568 | 3.571 | 4.2852 | 4.9994 | 5.7136 | 6.4278 | 7.142 | 7.8562 | 8.5704 | 9.2846 | 9.9988
2019-02-01 13:00 | 43497.5417 | 2.2743 | 3.0324 | 3.7905 | 4.5486 | 5.3067 | 6.0648 | 6.8229 | 7.581 | 8.3391 | 9.0972 | 9.8553 | 10.6134
2019-02-01 14:00 | 43497.5833 | 2.2191 | 2.9588 | 3.6985 | 4.4382 | 5.1779 | 5.9176 | 6.6573 | 7.397 | 8.1367 | 8.8764 | 9.6161 | 10.3558
2019-02-01 15:00 | 43497.625 | 1.8902 | 2.5203 | 3.1503 | 3.7804 | 4.4104 | 5.0405 | 5.6706 | 6.3006 | 6.9307 | 7.5608 | 8.1908 | 8.8209
2019-02-01 16:00 | 43497.6667 | 1.3549 | 1.8065 | 2.2582 | 2.7098 | 3.1615 | 3.6131 | 4.0647 | 4.5164 | 4.968 | 5.4196 | 5.8713 | 6.3229
2019-02-01 17:00 | 43497.7083 | 0.70034 | 0.93378 | 1.1672 | 1.4007 | 1.6341 | 1.8676 | 2.101 | 2.3345 | 2.5679 | 2.8013 | 3.0348 | 3.2682
2019-02-01 18:00 | 43497.75 | 0.0043768 | 0.0058357 | 0.0072946 | 0.0087535 | 0.010212 | 0.011671 | 0.01313 | 0.014589 | 0.016048 | 0.017507 | 0.018966 | 0.020425
2019-02-01 19:00 | 43497.7917 | 0 | 0 | 0 | 0 | 0 | 0 | 0 | 0 | 0 | 0 | 0 | 0
2019-02-01 20:00 | 43497.8333 | 0 | 0 | 0 | 0 | 0 | 0 | 0 | 0 | 0 | 0 | 0 | 0
2019-02-01 21:00 | 43497.875 | 0 | 0 | 0 | 0 | 0 | 0 | 0 | 0 | 0 | 0 | 0 | 0
2019-02-01 22:00 | 43497.9167 | 0 | 0 | 0 | 0 | 0 | 0 | 0 | 0 | 0 | 0 | 0 | 0
2019-02-01 23:00 | 43497.9583 | 0 | 0 | 0 | 0 | 0 | 0 | 0 | 0 | 0 | 0 | 0 | 0
2019-02-02 | 43498 | 0 | 0 | 0 | 0 | 0 | 0 | 0 | 0 | 0 | 0 | 0 | 0
2019-02-02 01:00 | 43498.0417 | 0 | 0 | 0 | 0 | 0 | 0 | 0 | 0 | 0 | 0 | 0 | 0
2019-02-02 02:00 | 43498.0833 | 0 | 0 | 0 | 0 | 0 | 0 | 0 | 0 | 0 | 0 | 0 | 0
2019-02-02 03:00 | 43498.125 | 0 | 0 | 0 | 0 | 0 | 0 | 0 | 0 | 0 | 0 | 0 | 0
2019-02-02 04:00 | 43498.1667 | 0 | 0 | 0 | 0 | 0 | 0 | 0 | 0 | 0 | 0 | 0 | 0
2019-02-02 05:00 | 43498.2083 | 0 | 0 | 0 | 0 | 0 | 0 | 0 | 0 | 0 | 0 | 0 | 0
2019-02-02 06:00 | 43498.25 | 0 | 0 | 0 | 0 | 0 | 0 | 0 | 0 | 0 | 0 | 0 | 0
2019-02-02 07:00 | 43498.2917 | 0 | 0 | 0 | 0 | 0 | 0 | 0 | 0 | 0 | 0 | 0 | 0
2019-02-02 08:00 | 43498.3333 | 0.0014583 | 0.0019444 | 0.0024305 | 0.0029167 | 0.0034028 | 0.0038889 | 0.004375 | 0.0048611 | 0.0053472 | 0.0058333 | 0.0063194 | 0.0068055
2019-02-02 09:00 | 43498.375 | 0.58154 | 0.77539 | 0.96924 | 1.1631 | 1.3569 | 1.5508 | 1.7446 | 1.9385 | 2.1323 | 2.3262 | 2.52 | 2.7139
2019-02-02 10:00 | 43498.4167 | 1.2595 | 1.6793 | 2.0991 | 2.5189 | 2.9387 | 3.3585 | 3.7784 | 4.1982 | 4.618 | 5.0378 | 5.4576 | 5.8775
2019-02-02 11:00 | 43498.4583 | 1.8375 | 2.45 | 3.0625 | 3.675 | 4.2875 | 4.9 | 5.5126 | 6.1251 | 6.7376 | 7.3501 | 7.9626 | 8.5751
2019-02-02 12:00 | 43498.5 | 2.3064 | 3.0752 | 3.844 | 4.6128 | 5.3816 | 6.1503 | 6.9191 | 7.6879 | 8.4567 | 9.2255 | 9.9943 | 10.7631
2019-02-02 13:00 | 43498.5417 | 2.4734 | 3.2978 | 4.1223 | 4.9467 | 5.7712 | 6.5956 | 7.4201 | 8.2445 | 9.069 | 9.8934 | 10.7179 | 11.5423
2019-02-02 14:00 | 43498.5833 | 2.3863 | 3.1818 | 3.9772 | 4.7726 | 5.5681 | 6.3635 | 7.159 | 7.9544 | 8.7498 | 9.5453 | 10.3407 | 11.1361
2019-02-02 15:00 | 43498.625 | 2.0402 | 2.7202 | 3.4003 | 4.0803 | 4.7604 | 5.4404 | 6.1205 | 6.8006 | 7.4806 | 8.1607 | 8.8407 | 9.5208
2019-02-02 16:00 | 43498.6667 | 1.4351 | 1.9134 | 2.3918 | 2.8701 | 3.3485 | 3.8268 | 4.3052 | 4.7835 | 5.2619 | 5.7402 | 6.2186 | 6.6969
2019-02-02 17:00 | 43498.7083 | 0.75404 | 1.0054 | 1.2567 | 1.5081 | 1.7594 | 2.0108 | 2.2621 | 2.5135 | 2.7648 | 3.0162 | 3.2675 | 3.5189
2019-02-02 18:00 | 43498.75 | 0.0063259 | 0.0084345 | 0.010543 | 0.012652 | 0.01476 | 0.016869 | 0.018978 | 0.021086 | 0.023195 | 0.025303 | 0.027412 | 0.029521
2019-02-02 19:00 | 43498.7917 | 0 | 0 | 0 | 0 | 0 | 0 | 0 | 0 | 0 | 0 | 0 | 0
2019-02-02 20:00 | 43498.8333 | 0 | 0 | 0 | 0 | 0 | 0 | 0 | 0 | 0 | 0 | 0 | 0
2019-02-02 21:00 | 43498.875 | 0 | 0 | 0 | 0 | 0 | 0 | 0 | 0 | 0 | 0 | 0 | 0
2019-02-02 22:00 | 43498.9167 | 0 | 0 | 0 | 0 | 0 | 0 | 0 | 0 | 0 | 0 | 0 | 0
2019-02-02 23:00 | 43498.9583 | 0 | 0 | 0 | 0 | 0 | 0 | 0 | 0 | 0 | 0 | 0 | 0
2019-02-03 | 43499 | 0 | 0 | 0 | 0 | 0 | 0 | 0 | 0 | 0 | 0 | 0 | 0
2019-02-03 01:00 | 43499.0417 | 0 | 0 | 0 | 0 | 0 | 0 | 0 | 0 | 0 | 0 | 0 | 0
2019-02-03 02:00 | 43499.0833 | 0 | 0 | 0 | 0 | 0 | 0 | 0 | 0 | 0 | 0 | 0 | 0
2019-02-03 03:00 | 43499.125 | 0 | 0 | 0 | 0 | 0 | 0 | 0 | 0 | 0 | 0 | 0 | 0
2019-02-03 04:00 | 43499.1667 | 0 | 0 | 0 | 0 | 0 | 0 | 0 | 0 | 0 | 0 | 0 | 0
2019-02-03 05:00 | 43499.2083 | 0 | 0 | 0 | 0 | 0 | 0 | 0 | 0 | 0 | 0 | 0 | 0
2019-02-03 06:00 | 43499.25 | 0 | 0 | 0 | 0 | 0 | 0 | 0 | 0 | 0 | 0 | 0 | 0
2019-02-03 07:00 | 43499.2917 | 0 | 0 | 0 | 0 | 0 | 0 | 0 | 0 | 0 | 0 | 0 | 0
2019-02-03 08:00 | 43499.3333 | 0 | 0 | 0 | 0 | 0 | 0 | 0 | 0 | 0 | 0 | 0 | 0
2019-02-03 09:00 | 43499.375 | 0.075096 | 0.10013 | 0.12516 | 0.15019 | 0.17522 | 0.20026 | 0.22529 | 0.25032 | 0.27535 | 0.30038 | 0.32542 | 0.35045
2019-02-03 10:00 | 43499.4167 | 0.21927 | 0.29236 | 0.36545 | 0.43854 | 0.51163 | 0.58472 | 0.65781 | 0.7309 | 0.80398 | 0.87707 | 0.95016 | 1.0233
2019-02-03 11:00 | 43499.4583 | 0.33916 | 0.45221 | 0.56526 | 0.67831 | 0.79136 | 0.90441 | 1.0175 | 1.1305 | 1.2436 | 1.3566 | 1.4697 | 1.5827
2019-02-03 12:00 | 43499.5 | 0.44617 | 0.5949 | 0.74362 | 0.89235 | 1.0411 | 1.1898 | 1.3385 | 1.4872 | 1.636 | 1.7847 | 1.9334 | 2.0821
2019-02-03 13:00 | 43499.5417 | 0.53433 | 0.71243 | 0.89054 | 1.0687 | 1.2468 | 1.4249 | 1.603 | 1.7811 | 1.9592 | 2.1373 | 2.3154 | 2.4935
2019-02-03 14:00 | 43499.5833 | 0.52067 | 0.69422 | 0.86778 | 1.0413 | 1.2149 | 1.3884 | 1.562 | 1.7356 | 1.9091 | 2.0827 | 2.2562 | 2.4298
2019-02-03 15:00 | 43499.625 | 0.4228 | 0.56374 | 0.70467 | 0.84561 | 0.98654 | 1.1275 | 1.2684 | 1.4093 | 1.5503 | 1.6912 | 1.8322 | 1.9731
2019-02-03 16:00 | 43499.6667 | 0.2448 | 0.3264 | 0.408 | 0.4896 | 0.57119 | 0.65279 | 0.73439 | 0.81599 | 0.89759 | 0.97919 | 1.0608 | 1.1424
2019-02-03 17:00 | 43499.7083 | 0.10155 | 0.1354 | 0.16926 | 0.20311 | 0.23696 | 0.27081 | 0.30466 | 0.33851 | 0.37236 | 0.40621 | 0.44006 | 0.47391
2019-02-03 18:00 | 43499.75 | 0.0013717 | 0.001829 | 0.0022862 | 0.0027435 | 0.0032007 | 0.003658 | 0.0041152 | 0.0045725 | 0.0050297 | 0.005487 | 0.0059442 | 0.0064015
2019-02-03 19:00 | 43499.7917 | 0 | 0 | 0 | 0 | 0 | 0 | 0 | 0 | 0 | 0 | 0 | 0
2019-02-03 20:00 | 43499.8333 | 0 | 0 | 0 | 0 | 0 | 0 | 0 | 0 | 0 | 0 | 0 | 0
2019-02-03 21:00 | 43499.875 | 0 | 0 | 0 | 0 | 0 | 0 | 0 | 0 | 0 | 0 | 0 | 0
2019-02-03 22:00 | 43499.9167 | 0 | 0 | 0 | 0 | 0 | 0 | 0 | 0 | 0 | 0 | 0 | 0
2019-02-03 23:00 | 43499.9583 | 0 | 0 | 0 | 0 | 0 | 0 | 0 | 0 | 0 | 0 | 0 | 0
2019-02-04 | 43500 | 0 | 0 | 0 | 0 | 0 | 0 | 0 | 0 | 0 | 0 | 0 | 0
2019-02-04 01:00 | 43500.0417 | 0 | 0 | 0 | 0 | 0 | 0 | 0 | 0 | 0 | 0 | 0 | 0
2019-02-04 02:00 | 43500.0833 | 0 | 0 | 0 | 0 | 0 | 0 | 0 | 0 | 0 | 0 | 0 | 0
2019-02-04 03:00 | 43500.125 | 0 | 0 | 0 | 0 | 0 | 0 | 0 | 0 | 0 | 0 | 0 | 0
2019-02-04 04:00 | 43500.1667 | 0 | 0 | 0 | 0 | 0 | 0 | 0 | 0 | 0 | 0 | 0 | 0
2019-02-04 05:00 | 43500.2083 | 0 | 0 | 0 | 0 | 0 | 0 | 0 | 0 | 0 | 0 | 0 | 0
2019-02-04 06:00 | 43500.25 | 0 | 0 | 0 | 0 | 0 | 0 | 0 | 0 | 0 | 0 | 0 | 0
2019-02-04 07:00 | 43500.2917 | 0 | 0 | 0 | 0 | 0 | 0 | 0 | 0 | 0 | 0 | 0 | 0
2019-02-04 08:00 | 43500.3333 | 0 | 0 | 0 | 0 | 0 | 0 | 0 | 0 | 0 | 0 | 0 | 0
2019-02-04 09:00 | 43500.375 | 0.18988 | 0.25317 | 0.31646 | 0.37975 | 0.44305 | 0.50634 | 0.56963 | 0.63292 | 0.69621 | 0.75951 | 0.8228 | 0.88609
2019-02-04 10:00 | 43500.4167 | 0.67167 | 0.89556 | 1.1194 | 1.3433 | 1.5672 | 1.7911 | 2.015 | 2.2389 | 2.4628 | 2.6867 | 2.9106 | 3.1344
2019-02-04 11:00 | 43500.4583 | 0.90886 | 1.2118 | 1.5148 | 1.8177 | 2.1207 | 2.4236 | 2.7266 | 3.0295 | 3.3325 | 3.6354 | 3.9384 | 4.2414
2019-02-04 12:00 | 43500.5 | 0.95364 | 1.2715 | 1.5894 | 1.9073 | 2.2252 | 2.543 | 2.8609 | 3.1788 | 3.4967 | 3.8145 | 4.1324 | 4.4503
2019-02-04 13:00 | 43500.5417 | 1.1326 | 1.5101 | 1.8876 | 2.2652 | 2.6427 | 3.0202 | 3.3978 | 3.7753 | 4.1528 | 4.5303 | 4.9079 | 5.2854
2019-02-04 14:00 | 43500.5833 | 1.3778 | 1.837 | 2.2963 | 2.7556 | 3.2148 | 3.6741 | 4.1334 | 4.5926 | 5.0519 | 5.5111 | 5.9704 | 6.4297
2019-02-04 15:00 | 43500.625 | 0.70466 | 0.93954 | 1.1744 | 1.4093 | 1.6442 | 1.8791 | 2.114 | 2.3489 | 2.5837 | 2.8186 | 3.0535 | 3.2884
2019-02-04 16:00 | 43500.6667 | 0.22148 | 0.29531 | 0.36914 | 0.44296 | 0.51679 | 0.59062 | 0.66445 | 0.73827 | 0.8121 | 0.88593 | 0.95976 | 1.0336
2019-02-04 17:00 | 43500.7083 | 0.018307 | 0.02441 | 0.030512 | 0.036615 | 0.042717 | 0.04882 | 0.054922 | 0.061024 | 0.067127 | 0.073229 | 0.079332 | 0.085434
2019-02-04 18:00 | 43500.75 | 0.0034391 | 0.0045855 | 0.0057319 | 0.0068783 | 0.0080247 | 0.009171 | 0.010317 | 0.011464 | 0.01261 | 0.013757 | 0.014903 | 0.016049
2019-02-04 19:00 | 43500.7917 | 0 | 0 | 0 | 0 | 0 | 0 | 0 | 0 | 0 | 0 | 0 | 0
2019-02-04 20:00 | 43500.8333 | 0 | 0 | 0 | 0 | 0 | 0 | 0 | 0 | 0 | 0 | 0 | 0
2019-02-04 21:00 | 43500.875 | 0 | 0 | 0 | 0 | 0 | 0 | 0 | 0 | 0 | 0 | 0 | 0
2019-02-04 22:00 | 43500.9167 | 0 | 0 | 0 | 0 | 0 | 0 | 0 | 0 | 0 | 0 | 0 | 0
2019-02-04 23:00 | 43500.9583 | 0 | 0 | 0 | 0 | 0 | 0 | 0 | 0 | 0 | 0 | 0 | 0
2019-02-05 | 43501 | 0 | 0 | 0 | 0 | 0 | 0 | 0 | 0 | 0 | 0 | 0 | 0
2019-02-05 01:00 | 43501.0417 | 0 | 0 | 0 | 0 | 0 | 0 | 0 | 0 | 0 | 0 | 0 | 0
2019-02-05 02:00 | 43501.0833 | 0 | 0 | 0 | 0 | 0 | 0 | 0 | 0 | 0 | 0 | 0 | 0
2019-02-05 03:00 | 43501.125 | 0 | 0 | 0 | 0 | 0 | 0 | 0 | 0 | 0 | 0 | 0 | 0
2019-02-05 04:00 | 43501.1667 | 0 | 0 | 0 | 0 | 0 | 0 | 0 | 0 | 0 | 0 | 0 | 0
2019-02-05 05:00 | 43501.2083 | 0 | 0 | 0 | 0 | 0 | 0 | 0 | 0 | 0 | 0 | 0 | 0
2019-02-05 06:00 | 43501.25 | 0 | 0 | 0 | 0 | 0 | 0 | 0 | 0 | 0 | 0 | 0 | 0
2019-02-05 07:00 | 43501.2917 | 0 | 0 | 0 | 0 | 0 | 0 | 0 | 0 | 0 | 0 | 0 | 0
2019-02-05 08:00 | 43501.3333 | 0.0015902 | 0.0021203 | 0.0026503 | 0.0031804 | 0.0037105 | 0.0042405 | 0.0047706 | 0.0053007 | 0.0058307 | 0.0063608 | 0.0068909 | 0.0074209
2019-02-05 09:00 | 43501.375 | 0.45045 | 0.6006 | 0.75075 | 0.9009 | 1.051 | 1.2012 | 1.3513 | 1.5015 | 1.6516 | 1.8018 | 1.9519 | 2.1021
2019-02-05 10:00 | 43501.4167 | 1.0429 | 1.3905 | 1.7381 | 2.0857 | 2.4333 | 2.781 | 3.1286 | 3.4762 | 3.8238 | 4.1714 | 4.5191 | 4.8667
2019-02-05 11:00 | 43501.4583 | 1.4714 | 1.9619 | 2.4524 | 2.9429 | 3.4334 | 3.9238 | 4.4143 | 4.9048 | 5.3953 | 5.8858 | 6.3762 | 6.8667
2019-02-05 12:00 | 43501.5 | 1.8444 | 2.4591 | 3.0739 | 3.6887 | 4.3035 | 4.9183 | 5.5331 | 6.1479 | 6.7626 | 7.3774 | 7.9922 | 8.607
2019-02-05 13:00 | 43501.5417 | 1.9358 | 2.5811 | 3.2264 | 3.8716 | 4.5169 | 5.1622 | 5.8075 | 6.4527 | 7.098 | 7.7433 | 8.3885 | 9.0338
2019-02-05 14:00 | 43501.5833 | 1.8319 | 2.4426 | 3.0532 | 3.6639 | 4.2745 | 4.8852 | 5.4958 | 6.1065 | 6.7171 | 7.3278 | 7.9384 | 8.5491
2019-02-05 15:00 | 43501.625 | 1.4792 | 1.9723 | 2.4654 | 2.9585 | 3.4515 | 3.9446 | 4.4377 | 4.9308 | 5.4239 | 5.9169 | 6.41 | 6.9031
2019-02-05 16:00 | 43501.6667 | 1.0465 | 1.3953 | 1.7442 | 2.093 | 2.4418 | 2.7907 | 3.1395 | 3.4883 | 3.8371 | 4.186 | 4.5348 | 4.8836
2019-02-05 17:00 | 43501.7083 | 0.4129 | 0.55053 | 0.68817 | 0.8258 | 0.96343 | 1.1011 | 1.2387 | 1.3763 | 1.514 | 1.6516 | 1.7892 | 1.9269
2019-02-05 18:00 | 43501.75 | 0.0030145 | 0.0040193 | 0.0050241 | 0.006029 | 0.0070338 | 0.0080386 | 0.0090434 | 0.010048 | 0.011053 | 0.012058 | 0.013063 | 0.014068
2019-02-05 19:00 | 43501.7917 | 0 | 0 | 0 | 0 | 0 | 0 | 0 | 0 | 0 | 0 | 0 | 0
2019-02-05 20:00 | 43501.8333 | 0 | 0 | 0 | 0 | 0 | 0 | 0 | 0 | 0 | 0 | 0 | 0
2019-02-05 21:00 | 43501.875 | 0 | 0 | 0 | 0 | 0 | 0 | 0 | 0 | 0 | 0 | 0 | 0
2019-02-05 22:00 | 43501.9167 | 0 | 0 | 0 | 0 | 0 | 0 | 0 | 0 | 0 | 0 | 0 | 0
2019-02-05 23:00 | 43501.9583 | 0 | 0 | 0 | 0 | 0 | 0 | 0 | 0 | 0 | 0 | 0 | 0
2019-02-06 | 43502 | 0 | 0 | 0 | 0 | 0 | 0 | 0 | 0 | 0 | 0 | 0 | 0
2019-02-06 01:00 | 43502.0417 | 0 | 0 | 0 | 0 | 0 | 0 | 0 | 0 | 0 | 0 | 0 | 0
2019-02-06 02:00 | 43502.0833 | 0 | 0 | 0 | 0 | 0 | 0 | 0 | 0 | 0 | 0 | 0 | 0
2019-02-06 03:00 | 43502.125 | 0 | 0 | 0 | 0 | 0 | 0 | 0 | 0 | 0 | 0 | 0 | 0
2019-02-06 04:00 | 43502.1667 | 0 | 0 | 0 | 0 | 0 | 0 | 0 | 0 | 0 | 0 | 0 | 0
2019-02-06 05:00 | 43502.2083 | 0 | 0 | 0 | 0 | 0 | 0 | 0 | 0 | 0 | 0 | 0 | 0
2019-02-06 06:00 | 43502.25 | 0 | 0 | 0 | 0 | 0 | 0 | 0 | 0 | 0 | 0 | 0 | 0
2019-02-06 07:00 | 43502.2917 | 0 | 0 | 0 | 0 | 0 | 0 | 0 | 0 | 0 | 0 | 0 | 0
2019-02-06 08:00 | 43502.3333 | 0.0015838 | 0.0021118 | 0.0026397 | 0.0031676 | 0.0036956 | 0.0042235 | 0.0047514 | 0.0052794 | 0.0058073 | 0.0063353 | 0.0068632 | 0.0073911
2019-02-06 09:00 | 43502.375 | 0.59891 | 0.79855 | 0.99818 | 1.1978 | 1.3975 | 1.5971 | 1.7967 | 1.9964 | 2.196 | 2.3956 | 2.5953 | 2.7949
2019-02-06 10:00 | 43502.4167 | 1.1114 | 1.4819 | 1.8524 | 2.2229 | 2.5933 | 2.9638 | 3.3343 | 3.7048 | 4.0752 | 4.4457 | 4.8162 | 5.1867
2019-02-06 11:00 | 43502.4583 | 1.8247 | 2.4329 | 3.0411 | 3.6493 | 4.2576 | 4.8658 | 5.474 | 6.0822 | 6.6905 | 7.2987 | 7.9069 | 8.5151
2019-02-06 12:00 | 43502.5 | 2.4013 | 3.2018 | 4.0022 | 4.8027 | 5.6031 | 6.4036 | 7.204 | 8.0045 | 8.8049 | 9.6054 | 10.4058 | 11.2063
2019-02-06 13:00 | 43502.5417 | 2.3689 | 3.1586 | 3.9482 | 4.7378 | 5.5275 | 6.3171 | 7.1068 | 7.8964 | 8.686 | 9.4757 | 10.2653 | 11.055
2019-02-06 14:00 | 43502.5833 | 1.8524 | 2.4698 | 3.0873 | 3.7047 | 4.3222 | 4.9396 | 5.5571 | 6.1745 | 6.792 | 7.4094 | 8.0269 | 8.6443
2019-02-06 15:00 | 43502.625 | 1.7834 | 2.3779 | 2.9724 | 3.5669 | 4.1614 | 4.7558 | 5.3503 | 5.9448 | 6.5393 | 7.1338 | 7.7282 | 8.3227
2019-02-06 16:00 | 43502.6667 | 1.1975 | 1.5966 | 1.9958 | 2.3949 | 2.7941 | 3.1933 | 3.5924 | 3.9916 | 4.3907 | 4.7899 | 5.189 | 5.5882
2019-02-06 17:00 | 43502.7083 | 0.58911 | 0.78547 | 0.98184 | 1.1782 | 1.3746 | 1.5709 | 1.7673 | 1.9637 | 2.1601 | 2.3564 | 2.5528 | 2.7492
2019-02-06 18:00 | 43502.75 | 0.013025 | 0.017366 | 0.021708 | 0.026049 | 0.030391 | 0.034733 | 0.039074 | 0.043416 | 0.047757 | 0.052099 | 0.056441 | 0.060782
2019-02-06 19:00 | 43502.7917 | 0 | 0 | 0 | 0 | 0 | 0 | 0 | 0 | 0 | 0 | 0 | 0
2019-02-06 20:00 | 43502.8333 | 0 | 0 | 0 | 0 | 0 | 0 | 0 | 0 | 0 | 0 | 0 | 0
2019-02-06 21:00 | 43502.875 | 0 | 0 | 0 | 0 | 0 | 0 | 0 | 0 | 0 | 0 | 0 | 0
2019-02-06 22:00 | 43502.9167 | 0 | 0 | 0 | 0 | 0 | 0 | 0 | 0 | 0 | 0 | 0 | 0
2019-02-06 23:00 | 43502.9583 | 0 | 0 | 0 | 0 | 0 | 0 | 0 | 0 | 0 | 0 | 0 | 0
2019-02-07 | 43503 | 0 | 0 | 0 | 0 | 0 | 0 | 0 | 0 | 0 | 0 | 0 | 0
2019-02-07 01:00 | 43503.0417 | 0 | 0 | 0 | 0 | 0 | 0 | 0 | 0 | 0 | 0 | 0 | 0
2019-02-07 02:00 | 43503.0833 | 0 | 0 | 0 | 0 | 0 | 0 | 0 | 0 | 0 | 0 | 0 | 0
2019-02-07 03:00 | 43503.125 | 0 | 0 | 0 | 0 | 0 | 0 | 0 | 0 | 0 | 0 | 0 | 0
2019-02-07 04:00 | 43503.1667 | 0 | 0 | 0 | 0 | 0 | 0 | 0 | 0 | 0 | 0 | 0 | 0
2019-02-07 05:00 | 43503.2083 | 0 | 0 | 0 | 0 | 0 | 0 | 0 | 0 | 0 | 0 | 0 | 0
2019-02-07 06:00 | 43503.25 | 0 | 0 | 0 | 0 | 0 | 0 | 0 | 0 | 0 | 0 | 0 | 0
2019-02-07 07:00 | 43503.2917 | 0 | 0 | 0 | 0 | 0 | 0 | 0 | 0 | 0 | 0 | 0 | 0
2019-02-07 08:00 | 43503.3333 | 0.0053442 | 0.0071255 | 0.0089069 | 0.010688 | 0.01247 | 0.014251 | 0.016032 | 0.017814 | 0.019595 | 0.021377 | 0.023158 | 0.024939
2019-02-07 09:00 | 43503.375 | 0.70462 | 0.9395 | 1.1744 | 1.4092 | 1.6441 | 1.879 | 2.1139 | 2.3487 | 2.5836 | 2.8185 | 3.0534 | 3.2882
2019-02-07 10:00 | 43503.4167 | 1.3267 | 1.769 | 2.2112 | 2.6535 | 3.0957 | 3.538 | 3.9802 | 4.4225 | 4.8647 | 5.307 | 5.7492 | 6.1914
2019-02-07 11:00 | 43503.4583 | 1.7626 | 2.3502 | 2.9377 | 3.5253 | 4.1128 | 4.7004 | 5.2879 | 5.8755 | 6.463 | 7.0506 | 7.6381 | 8.2257
2019-02-07 12:00 | 43503.5 | 1.0016 | 1.3355 | 1.6694 | 2.0033 | 2.3371 | 2.671 | 3.0049 | 3.3388 | 3.6727 | 4.0065 | 4.3404 | 4.6743
2019-02-07 13:00 | 43503.5417 | 1.2993 | 1.7324 | 2.1655 | 2.5986 | 3.0317 | 3.4648 | 3.8979 | 4.331 | 4.7641 | 5.1972 | 5.6303 | 6.0634
2019-02-07 14:00 | 43503.5833 | 0.76758 | 1.0234 | 1.2793 | 1.5352 | 1.791 | 2.0469 | 2.3027 | 2.5586 | 2.8145 | 3.0703 | 3.3262 | 3.5821
2019-02-07 15:00 | 43503.625 | 0.43761 | 0.58348 | 0.72935 | 0.87522 | 1.0211 | 1.167 | 1.3128 | 1.4587 | 1.6046 | 1.7504 | 1.8963 | 2.0422
2019-02-07 16:00 | 43503.6667 | 0.29017 | 0.3869 | 0.48362 | 0.58035 | 0.67707 | 0.7738 | 0.87052 | 0.96725 | 1.064 | 1.1607 | 1.2574 | 1.3541
2019-02-07 17:00 | 43503.7083 | 0.10525 | 0.14034 | 0.17542 | 0.2105 | 0.24559 | 0.28067 | 0.31576 | 0.35084 | 0.38593 | 0.42101 | 0.45609 | 0.49118
2019-02-07 18:00 | 43503.75 | 0.003124 | 0.0041653 | 0.0052066 | 0.0062479 | 0.0072892 | 0.0083306 | 0.0093719 | 0.010413 | 0.011455 | 0.012496 | 0.013537 | 0.014578
2019-02-07 19:00 | 43503.7917 | 0 | 0 | 0 | 0 | 0 | 0 | 0 | 0 | 0 | 0 | 0 | 0
2019-02-07 20:00 | 43503.8333 | 0 | 0 | 0 | 0 | 0 | 0 | 0 | 0 | 0 | 0 | 0 | 0
2019-02-07 21:00 | 43503.875 | 0 | 0 | 0 | 0 | 0 | 0 | 0 | 0 | 0 | 0 | 0 | 0
2019-02-07 22:00 | 43503.9167 | 0 | 0 | 0 | 0 | 0 | 0 | 0 | 0 | 0 | 0 | 0 | 0
2019-02-07 23:00 | 43503.9583 | 0 | 0 | 0 | 0 | 0 | 0 | 0 | 0 | 0 | 0 | 0 | 0
2019-02-08 | 43504 | 0 | 0 | 0 | 0 | 0 | 0 | 0 | 0 | 0 | 0 | 0 | 0
2019-02-08 01:00 | 43504.0417 | 0 | 0 | 0 | 0 | 0 | 0 | 0 | 0 | 0 | 0 | 0 | 0
2019-02-08 02:00 | 43504.0833 | 0 | 0 | 0 | 0 | 0 | 0 | 0 | 0 | 0 | 0 | 0 | 0
2019-02-08 03:00 | 43504.125 | 0 | 0 | 0 | 0 | 0 | 0 | 0 | 0 | 0 | 0 | 0 | 0
2019-02-08 04:00 | 43504.1667 | 0 | 0 | 0 | 0 | 0 | 0 | 0 | 0 | 0 | 0 | 0 | 0
2019-02-08 05:00 | 43504.2083 | 0 | 0 | 0 | 0 | 0 | 0 | 0 | 0 | 0 | 0 | 0 | 0
2019-02-08 06:00 | 43504.25 | 0 | 0 | 0 | 0 | 0 | 0 | 0 | 0 | 0 | 0 | 0 | 0
2019-02-08 07:00 | 43504.2917 | 0 | 0 | 0 | 0 | 0 | 0 | 0 | 0 | 0 | 0 | 0 | 0
2019-02-08 08:00 | 43504.3333 | 0.0015503 | 0.0020671 | 0.0025839 | 0.0031007 | 0.0036175 | 0.0041342 | 0.004651 | 0.0051678 | 0.0056846 | 0.0062013 | 0.0067181 | 0.0072349
2019-02-08 09:00 | 43504.375 | 0.0688 | 0.091733 | 0.11467 | 0.1376 | 0.16053 | 0.18347 | 0.2064 | 0.22933 | 0.25227 | 0.2752 | 0.29813 | 0.32106
2019-02-08 10:00 | 43504.4167 | 0.18633 | 0.24844 | 0.31055 | 0.37266 | 0.43477 | 0.49688 | 0.55899 | 0.6211 | 0.68321 | 0.74533 | 0.80744 | 0.86955
2019-02-08 11:00 | 43504.4583 | 0.25378 | 0.33837 | 0.42296 | 0.50756 | 0.59215 | 0.67674 | 0.76134 | 0.84593 | 0.93052 | 1.0151 | 1.0997 | 1.1843
2019-02-08 12:00 | 43504.5 | 0.29175 | 0.38899 | 0.48624 | 0.58349 | 0.68074 | 0.77799 | 0.87524 | 0.97249 | 1.0697 | 1.167 | 1.2642 | 1.3615
2019-02-08 13:00 | 43504.5417 | 0.31062 | 0.41415 | 0.51769 | 0.62123 | 0.72477 | 0.82831 | 0.93185 | 1.0354 | 1.1389 | 1.2425 | 1.346 | 1.4495
2019-02-08 14:00 | 43504.5833 | 0.32413 | 0.43217 | 0.54022 | 0.64826 | 0.7563 | 0.86435 | 0.97239 | 1.0804 | 1.1885 | 1.2965 | 1.4046 | 1.5126
2019-02-08 15:00 | 43504.625 | 0.22778 | 0.30371 | 0.37964 | 0.45556 | 0.53149 | 0.60742 | 0.68335 | 0.75927 | 0.8352 | 0.91113 | 0.98705 | 1.063
2019-02-08 16:00 | 43504.6667 | 0.11112 | 0.14816 | 0.1852 | 0.22223 | 0.25927 | 0.29631 | 0.33335 | 0.37039 | 0.40743 | 0.44447 | 0.48151 | 0.51855
2019-02-08 17:00 | 43504.7083 | 0.063235 | 0.084314 | 0.10539 | 0.12647 | 0.14755 | 0.16863 | 0.18971 | 0.21078 | 0.23186 | 0.25294 | 0.27402 | 0.2951
2019-02-08 18:00 | 43504.75 | 0.0033695 | 0.0044927 | 0.0056159 | 0.006739 | 0.0078622 | 0.0089854 | 0.010109 | 0.011232 | 0.012355 | 0.013478 | 0.014601 | 0.015724
2019-02-08 19:00 | 43504.7917 | 0 | 0 | 0 | 0 | 0 | 0 | 0 | 0 | 0 | 0 | 0 | 0
2019-02-08 20:00 | 43504.8333 | 0 | 0 | 0 | 0 | 0 | 0 | 0 | 0 | 0 | 0 | 0 | 0
2019-02-08 21:00 | 43504.875 | 0 | 0 | 0 | 0 | 0 | 0 | 0 | 0 | 0 | 0 | 0 | 0
2019-02-08 22:00 | 43504.9167 | 0 | 0 | 0 | 0 | 0 | 0 | 0 | 0 | 0 | 0 | 0 | 0
2019-02-08 23:00 | 43504.9583 | 0 | 0 | 0 | 0 | 0 | 0 | 0 | 0 | 0 | 0 | 0 | 0
2019-02-09 | 43505 | 0 | 0 | 0 | 0 | 0 | 0 | 0 | 0 | 0 | 0 | 0 | 0
2019-02-09 01:00 | 43505.0417 | 0 | 0 | 0 | 0 | 0 | 0 | 0 | 0 | 0 | 0 | 0 | 0
2019-02-09 02:00 | 43505.0833 | 0 | 0 | 0 | 0 | 0 | 0 | 0 | 0 | 0 | 0 | 0 | 0
2019-02-09 03:00 | 43505.125 | 0 | 0 | 0 | 0 | 0 | 0 | 0 | 0 | 0 | 0 | 0 | 0
2019-02-09 04:00 | 43505.1667 | 0 | 0 | 0 | 0 | 0 | 0 | 0 | 0 | 0 | 0 | 0 | 0
2019-02-09 05:00 | 43505.2083 | 0 | 0 | 0 | 0 | 0 | 0 | 0 | 0 | 0 | 0 | 0 | 0
2019-02-09 06:00 | 43505.25 | 0 | 0 | 0 | 0 | 0 | 0 | 0 | 0 | 0 | 0 | 0 | 0
2019-02-09 07:00 | 43505.2917 | 0 | 0 | 0 | 0 | 0 | 0 | 0 | 0 | 0 | 0 | 0 | 0
2019-02-09 08:00 | 43505.3333 | 0.0016382 | 0.0021842 | 0.0027303 | 0.0032764 | 0.0038224 | 0.0043685 | 0.0049146 | 0.0054606 | 0.0060067 | 0.0065527 | 0.0070988 | 0.0076449
2019-02-09 09:00 | 43505.375 | 0.068587 | 0.091449 | 0.11431 | 0.13717 | 0.16004 | 0.1829 | 0.20576 | 0.22862 | 0.25148 | 0.27435 | 0.29721 | 0.32007
2019-02-09 10:00 | 43505.4167 | 0.091759 | 0.12235 | 0.15293 | 0.18352 | 0.2141 | 0.24469 | 0.27528 | 0.30586 | 0.33645 | 0.36704 | 0.39762 | 0.42821
2019-02-09 11:00 | 43505.4583 | 0.16408 | 0.21877 | 0.27346 | 0.32815 | 0.38284 | 0.43754 | 0.49223 | 0.54692 | 0.60161 | 0.6563 | 0.711 | 0.76569
2019-02-09 12:00 | 43505.5 | 0.09398 | 0.12531 | 0.15663 | 0.18796 | 0.21929 | 0.25061 | 0.28194 | 0.31327 | 0.34459 | 0.37592 | 0.40725 | 0.43857
2019-02-09 13:00 | 43505.5417 | 0.85388 | 1.1385 | 1.4231 | 1.7078 | 1.9924 | 2.277 | 2.5616 | 2.8463 | 3.1309 | 3.4155 | 3.7002 | 3.9848
2019-02-09 14:00 | 43505.5833 | 0.94568 | 1.2609 | 1.5761 | 1.8914 | 2.2066 | 2.5218 | 2.837 | 3.1523 | 3.4675 | 3.7827 | 4.098 | 4.4132
2019-02-09 15:00 | 43505.625 | 1.0264 | 1.3686 | 1.7107 | 2.0529 | 2.395 | 2.7372 | 3.0793 | 3.4215 | 3.7636 | 4.1058 | 4.4479 | 4.7901
2019-02-09 16:00 | 43505.6667 | 0.67273 | 0.89697 | 1.1212 | 1.3455 | 1.5697 | 1.7939 | 2.0182 | 2.2424 | 2.4667 | 2.6909 | 2.9152 | 3.1394
2019-02-09 17:00 | 43505.7083 | 0.36015 | 0.4802 | 0.60025 | 0.72031 | 0.84036 | 0.96041 | 1.0805 | 1.2005 | 1.3206 | 1.4406 | 1.5607 | 1.6807
2019-02-09 18:00 | 43505.75 | 0.013742 | 0.018323 | 0.022903 | 0.027484 | 0.032065 | 0.036645 | 0.041226 | 0.045807 | 0.050387 | 0.054968 | 0.059549 | 0.064129
2019-02-09 19:00 | 43505.7917 | 0 | 0 | 0 | 0 | 0 | 0 | 0 | 0 | 0 | 0 | 0 | 0
2019-02-09 20:00 | 43505.8333 | 0 | 0 | 0 | 0 | 0 | 0 | 0 | 0 | 0 | 0 | 0 | 0
2019-02-09 21:00 | 43505.875 | 0 | 0 | 0 | 0 | 0 | 0 | 0 | 0 | 0 | 0 | 0 | 0
2019-02-09 22:00 | 43505.9167 | 0 | 0 | 0 | 0 | 0 | 0 | 0 | 0 | 0 | 0 | 0 | 0
2019-02-09 23:00 | 43505.9583 | 0 | 0 | 0 | 0 | 0 | 0 | 0 | 0 | 0 | 0 | 0 | 0
2019-02-10 | 43506 | 0 | 0 | 0 | 0 | 0 | 0 | 0 | 0 | 0 | 0 | 0 | 0
2019-02-10 01:00 | 43506.0417 | 0 | 0 | 0 | 0 | 0 | 0 | 0 | 0 | 0 | 0 | 0 | 0
2019-02-10 02:00 | 43506.0833 | 0 | 0 | 0 | 0 | 0 | 0 | 0 | 0 | 0 | 0 | 0 | 0
2019-02-10 03:00 | 43506.125 | 0 | 0 | 0 | 0 | 0 | 0 | 0 | 0 | 0 | 0 | 0 | 0
2019-02-10 04:00 | 43506.1667 | 0 | 0 | 0 | 0 | 0 | 0 | 0 | 0 | 0 | 0 | 0 | 0
2019-02-10 05:00 | 43506.2083 | 0 | 0 | 0 | 0 | 0 | 0 | 0 | 0 | 0 | 0 | 0 | 0
2019-02-10 06:00 | 43506.25 | 0 | 0 | 0 | 0 | 0 | 0 | 0 | 0 | 0 | 0 | 0 | 0
2019-02-10 07:00 | 43506.2917 | 0 | 0 | 0 | 0 | 0 | 0 | 0 | 0 | 0 | 0 | 0 | 0
2019-02-10 08:00 | 43506.3333 | 0.0015886 | 0.0021181 | 0.0026477 | 0.0031772 | 0.0037067 | 0.0042363 | 0.0047658 | 0.0052953 | 0.0058249 | 0.0063544 | 0.0068839 | 0.0074135
2019-02-10 09:00 | 43506.375 | 0.12137 | 0.16182 | 0.20228 | 0.24273 | 0.28319 | 0.32364 | 0.3641 | 0.40455 | 0.44501 | 0.48546 | 0.52592 | 0.56637
2019-02-10 10:00 | 43506.4167 | 0.31782 | 0.42376 | 0.5297 | 0.63564 | 0.74158 | 0.84752 | 0.95346 | 1.0594 | 1.1653 | 1.2713 | 1.3772 | 1.4832
2019-02-10 11:00 | 43506.4583 | 0.48875 | 0.65166 | 0.81458 | 0.97749 | 1.1404 | 1.3033 | 1.4662 | 1.6292 | 1.7921 | 1.955 | 2.1179 | 2.2808
2019-02-10 12:00 | 43506.5 | 0.60762 | 0.81017 | 1.0127 | 1.2152 | 1.4178 | 1.6203 | 1.8229 | 2.0254 | 2.228 | 2.4305 | 2.633 | 2.8356
2019-02-10 13:00 | 43506.5417 | 0.70934 | 0.94578 | 1.1822 | 1.4187 | 1.6551 | 1.8916 | 2.128 | 2.3645 | 2.6009 | 2.8373 | 3.0738 | 3.3102
2019-02-10 14:00 | 43506.5833 | 0.68597 | 0.91462 | 1.1433 | 1.3719 | 1.6006 | 1.8292 | 2.0579 | 2.2866 | 2.5152 | 2.7439 | 2.9725 | 3.2012
2019-02-10 15:00 | 43506.625 | 0.55069 | 0.73426 | 0.91782 | 1.1014 | 1.285 | 1.4685 | 1.6521 | 1.8356 | 2.0192 | 2.2028 | 2.3863 | 2.5699
2019-02-10 16:00 | 43506.6667 | 0.40196 | 0.53595 | 0.66994 | 0.80393 | 0.93791 | 1.0719 | 1.2059 | 1.3399 | 1.4739 | 1.6079 | 1.7418 | 1.8758
2019-02-10 17:00 | 43506.7083 | 0.17783 | 0.23711 | 0.29639 | 0.35567 | 0.41494 | 0.47422 | 0.5335 | 0.59278 | 0.65205 | 0.71133 | 0.77061 | 0.82989
2019-02-10 18:00 | 43506.75 | 0.0070464 | 0.0093952 | 0.011744 | 0.014093 | 0.016442 | 0.01879 | 0.021139 | 0.023488 | 0.025837 | 0.028186 | 0.030534 | 0.032883
2019-02-10 19:00 | 43506.7917 | 0 | 0 | 0 | 0 | 0 | 0 | 0 | 0 | 0 | 0 | 0 | 0
2019-02-10 20:00 | 43506.8333 | 0 | 0 | 0 | 0 | 0 | 0 | 0 | 0 | 0 | 0 | 0 | 0
2019-02-10 21:00 | 43506.875 | 0 | 0 | 0 | 0 | 0 | 0 | 0 | 0 | 0 | 0 | 0 | 0
2019-02-10 22:00 | 43506.9167 | 0 | 0 | 0 | 0 | 0 | 0 | 0 | 0 | 0 | 0 | 0 | 0
2019-02-10 23:00 | 43506.9583 | 0 | 0 | 0 | 0 | 0 | 0 | 0 | 0 | 0 | 0 | 0 | 0
2019-02-11 | 43507 | 0 | 0 | 0 | 0 | 0 | 0 | 0 | 0 | 0 | 0 | 0 | 0
2019-02-11 01:00 | 43507.0417 | 0 | 0 | 0 | 0 | 0 | 0 | 0 | 0 | 0 | 0 | 0 | 0
2019-02-11 02:00 | 43507.0833 | 0 | 0 | 0 | 0 | 0 | 0 | 0 | 0 | 0 | 0 | 0 | 0
2019-02-11 03:00 | 43507.125 | 0 | 0 | 0 | 0 | 0 | 0 | 0 | 0 | 0 | 0 | 0 | 0
2019-02-11 04:00 | 43507.1667 | 0 | 0 | 0 | 0 | 0 | 0 | 0 | 0 | 0 | 0 | 0 | 0
2019-02-11 05:00 | 43507.2083 | 0 | 0 | 0 | 0 | 0 | 0 | 0 | 0 | 0 | 0 | 0 | 0
2019-02-11 06:00 | 43507.25 | 0 | 0 | 0 | 0 | 0 | 0 | 0 | 0 | 0 | 0 | 0 | 0
2019-02-11 07:00 | 43507.2917 | 0 | 0 | 0 | 0 | 0 | 0 | 0 | 0 | 0 | 0 | 0 | 0
2019-02-11 08:00 | 43507.3333 | 0.0015806 | 0.0021075 | 0.0026344 | 0.0031612 | 0.0036881 | 0.004215 | 0.0047419 | 0.0052687 | 0.0057956 | 0.0063225 | 0.0068494 | 0.0073762
2019-02-11 09:00 | 43507.375 | 0.17289 | 0.23052 | 0.28815 | 0.34578 | 0.40341 | 0.46104 | 0.51867 | 0.5763 | 0.63393 | 0.69156 | 0.74919 | 0.80682
2019-02-11 10:00 | 43507.4167 | 0.39649 | 0.52866 | 0.66082 | 0.79298 | 0.92515 | 1.0573 | 1.1895 | 1.3216 | 1.4538 | 1.586 | 1.7181 | 1.8503
2019-02-11 11:00 | 43507.4583 | 0.76143 | 1.0152 | 1.2691 | 1.5229 | 1.7767 | 2.0305 | 2.2843 | 2.5381 | 2.7919 | 3.0457 | 3.2996 | 3.5534
2019-02-11 12:00 | 43507.5 | 1.0001 | 1.3334 | 1.6668 | 2.0001 | 2.3335 | 2.6669 | 3.0002 | 3.3336 | 3.6669 | 4.0003 | 4.3336 | 4.667
2019-02-11 13:00 | 43507.5417 | 1.0725 | 1.4301 | 1.7876 | 2.1451 | 2.5026 | 2.8601 | 3.2176 | 3.5752 | 3.9327 | 4.2902 | 4.6477 | 5.0052
2019-02-11 14:00 | 43507.5833 | 1.014 | 1.352 | 1.69 | 2.028 | 2.366 | 2.704 | 3.042 | 3.38 | 3.718 | 4.056 | 4.394 | 4.732
2019-02-11 15:00 | 43507.625 | 0.87983 | 1.1731 | 1.4664 | 1.7597 | 2.0529 | 2.3462 | 2.6395 | 2.9328 | 3.2261 | 3.5193 | 3.8126 | 4.1059
2019-02-11 16:00 | 43507.6667 | 0.59438 | 0.79251 | 0.99064 | 1.1888 | 1.3869 | 1.585 | 1.7831 | 1.9813 | 2.1794 | 2.3775 | 2.5757 | 2.7738
2019-02-11 17:00 | 43507.7083 | 0.21307 | 0.28409 | 0.35512 | 0.42614 | 0.49716 | 0.56819 | 0.63921 | 0.71023 | 0.78126 | 0.85228 | 0.9233 | 0.99433
2019-02-11 18:00 | 43507.75 | 0.0050663 | 0.006755 | 0.0084438 | 0.010133 | 0.011821 | 0.01351 | 0.015199 | 0.016888 | 0.018576 | 0.020265 | 0.021954 | 0.023643
2019-02-11 19:00 | 43507.7917 | 0 | 0 | 0 | 0 | 0 | 0 | 0 | 0 | 0 | 0 | 0 | 0
2019-02-11 20:00 | 43507.8333 | 0 | 0 | 0 | 0 | 0 | 0 | 0 | 0 | 0 | 0 | 0 | 0
2019-02-11 21:00 | 43507.875 | 0 | 0 | 0 | 0 | 0 | 0 | 0 | 0 | 0 | 0 | 0 | 0
2019-02-11 22:00 | 43507.9167 | 0 | 0 | 0 | 0 | 0 | 0 | 0 | 0 | 0 | 0 | 0 | 0
2019-02-11 23:00 | 43507.9583 | 0 | 0 | 0 | 0 | 0 | 0 | 0 | 0 | 0 | 0 | 0 | 0
2019-02-12 | 43508 | 0 | 0 | 0 | 0 | 0 | 0 | 0 | 0 | 0 | 0 | 0 | 0
2019-02-12 01:00 | 43508.0417 | 0 | 0 | 0 | 0 | 0 | 0 | 0 | 0 | 0 | 0 | 0 | 0
2019-02-12 02:00 | 43508.0833 | 0 | 0 | 0 | 0 | 0 | 0 | 0 | 0 | 0 | 0 | 0 | 0
2019-02-12 03:00 | 43508.125 | 0 | 0 | 0 | 0 | 0 | 0 | 0 | 0 | 0 | 0 | 0 | 0
2019-02-12 04:00 | 43508.1667 | 0 | 0 | 0 | 0 | 0 | 0 | 0 | 0 | 0 | 0 | 0 | 0
2019-02-12 05:00 | 43508.2083 | 0 | 0 | 0 | 0 | 0 | 0 | 0 | 0 | 0 | 0 | 0 | 0
2019-02-12 06:00 | 43508.25 | 0 | 0 | 0 | 0 | 0 | 0 | 0 | 0 | 0 | 0 | 0 | 0
2019-02-12 07:00 | 43508.2917 | 0 | 0 | 0 | 0 | 0 | 0 | 0 | 0 | 0 | 0 | 0 | 0
2019-02-12 08:00 | 43508.3333 | 0.0035089 | 0.0046785 | 0.0058482 | 0.0070178 | 0.0081874 | 0.0093571 | 0.010527 | 0.011696 | 0.012866 | 0.014036 | 0.015205 | 0.016375
2019-02-12 09:00 | 43508.375 | 0.2129 | 0.28387 | 0.35483 | 0.4258 | 0.49677 | 0.56774 | 0.6387 | 0.70967 | 0.78064 | 0.8516 | 0.92257 | 0.99354
2019-02-12 10:00 | 43508.4167 | 0.38553 | 0.51404 | 0.64256 | 0.77107 | 0.89958 | 1.0281 | 1.1566 | 1.2851 | 1.4136 | 1.5421 | 1.6706 | 1.7992
2019-02-12 11:00 | 43508.4583 | 0.52209 | 0.69612 | 0.87015 | 1.0442 | 1.2182 | 1.3922 | 1.5663 | 1.7403 | 1.9143 | 2.0884 | 2.2624 | 2.4364
2019-02-12 12:00 | 43508.5 | 0.657 | 0.87601 | 1.095 | 1.314 | 1.533 | 1.752 | 1.971 | 2.19 | 2.409 | 2.628 | 2.847 | 3.066
2019-02-12 13:00 | 43508.5417 | 0.62544 | 0.83392 | 1.0424 | 1.2509 | 1.4594 | 1.6678 | 1.8763 | 2.0848 | 2.2933 | 2.5018 | 2.7102 | 2.9187
2019-02-12 14:00 | 43508.5833 | 0.7441 | 0.99213 | 1.2402 | 1.4882 | 1.7362 | 1.9843 | 2.2323 | 2.4803 | 2.7284 | 2.9764 | 3.2244 | 3.4724
2019-02-12 15:00 | 43508.625 | 0.59969 | 0.79959 | 0.99949 | 1.1994 | 1.3993 | 1.5992 | 1.7991 | 1.999 | 2.1989 | 2.3988 | 2.5987 | 2.7986
2019-02-12 16:00 | 43508.6667 | 0.39269 | 0.52359 | 0.65449 | 0.78539 | 0.91628 | 1.0472 | 1.1781 | 1.309 | 1.4399 | 1.5708 | 1.7017 | 1.8326
2019-02-12 17:00 | 43508.7083 | 0.16782 | 0.22376 | 0.27971 | 0.33565 | 0.39159 | 0.44753 | 0.50347 | 0.55941 | 0.61535 | 0.67129 | 0.72724 | 0.78318
2019-02-12 18:00 | 43508.75 | 0.0033411 | 0.0044548 | 0.0055685 | 0.0066822 | 0.0077959 | 0.0089096 | 0.010023 | 0.011137 | 0.012251 | 0.013364 | 0.014478 | 0.015592
2019-02-12 19:00 | 43508.7917 | 0 | 0 | 0 | 0 | 0 | 0 | 0 | 0 | 0 | 0 | 0 | 0
2019-02-12 20:00 | 43508.8333 | 0 | 0 | 0 | 0 | 0 | 0 | 0 | 0 | 0 | 0 | 0 | 0
2019-02-12 21:00 | 43508.875 | 0 | 0 | 0 | 0 | 0 | 0 | 0 | 0 | 0 | 0 | 0 | 0
2019-02-12 22:00 | 43508.9167 | 0 | 0 | 0 | 0 | 0 | 0 | 0 | 0 | 0 | 0 | 0 | 0
2019-02-12 23:00 | 43508.9583 | 0 | 0 | 0 | 0 | 0 | 0 | 0 | 0 | 0 | 0 | 0 | 0
2019-02-13 | 43509 | 0 | 0 | 0 | 0 | 0 | 0 | 0 | 0 | 0 | 0 | 0 | 0
2019-02-13 01:00 | 43509.0417 | 0 | 0 | 0 | 0 | 0 | 0 | 0 | 0 | 0 | 0 | 0 | 0
2019-02-13 02:00 | 43509.0833 | 0 | 0 | 0 | 0 | 0 | 0 | 0 | 0 | 0 | 0 | 0 | 0
2019-02-13 03:00 | 43509.125 | 0 | 0 | 0 | 0 | 0 | 0 | 0 | 0 | 0 | 0 | 0 | 0
2019-02-13 04:00 | 43509.1667 | 0 | 0 | 0 | 0 | 0 | 0 | 0 | 0 | 0 | 0 | 0 | 0
2019-02-13 05:00 | 43509.2083 | 0 | 0 | 0 | 0 | 0 | 0 | 0 | 0 | 0 | 0 | 0 | 0
2019-02-13 06:00 | 43509.25 | 0 | 0 | 0 | 0 | 0 | 0 | 0 | 0 | 0 | 0 | 0 | 0
2019-02-13 07:00 | 43509.2917 | 0 | 0 | 0 | 0 | 0 | 0 | 0 | 0 | 0 | 0 | 0 | 0
2019-02-13 08:00 | 43509.3333 | 0.0015106 | 0.0020141 | 0.0025177 | 0.0030212 | 0.0035247 | 0.0040282 | 0.0045318 | 0.0050353 | 0.0055388 | 0.0060424 | 0.0065459 | 0.0070494
2019-02-13 09:00 | 43509.375 | 0.10757 | 0.14342 | 0.17928 | 0.21514 | 0.25099 | 0.28685 | 0.3227 | 0.35856 | 0.39441 | 0.43027 | 0.46613 | 0.50198
2019-02-13 10:00 | 43509.4167 | 0.2453 | 0.32707 | 0.40884 | 0.49061 | 0.57238 | 0.65414 | 0.73591 | 0.81768 | 0.89945 | 0.98122 | 1.063 | 1.1448
2019-02-13 11:00 | 43509.4583 | 0.37714 | 0.50285 | 0.62856 | 0.75427 | 0.87999 | 1.0057 | 1.1314 | 1.2571 | 1.3828 | 1.5085 | 1.6343 | 1.76
2019-02-13 12:00 | 43509.5 | 0.46095 | 0.61461 | 0.76826 | 0.92191 | 1.0756 | 1.2292 | 1.3829 | 1.5365 | 1.6902 | 1.8438 | 1.9975 | 2.1511
2019-02-13 13:00 | 43509.5417 | 0.50912 | 0.67882 | 0.84853 | 1.0182 | 1.1879 | 1.3576 | 1.5274 | 1.6971 | 1.8668 | 2.0365 | 2.2062 | 2.3759
2019-02-13 14:00 | 43509.5833 | 0.462 | 0.61599 | 0.76999 | 0.92399 | 1.078 | 1.232 | 1.386 | 1.54 | 1.694 | 1.848 | 2.002 | 2.156
2019-02-13 15:00 | 43509.625 | 0.40986 | 0.54649 | 0.68311 | 0.81973 | 0.95635 | 1.093 | 1.2296 | 1.3662 | 1.5028 | 1.6395 | 1.7761 | 1.9127
2019-02-13 16:00 | 43509.6667 | 0.29707 | 0.3961 | 0.49512 | 0.59415 | 0.69317 | 0.7922 | 0.89122 | 0.99025 | 1.0893 | 1.1883 | 1.2873 | 1.3863
2019-02-13 17:00 | 43509.7083 | 0.14631 | 0.19508 | 0.24385 | 0.29262 | 0.34139 | 0.39016 | 0.43893 | 0.48769 | 0.53646 | 0.58523 | 0.634 | 0.68277
2019-02-13 18:00 | 43509.75 | 0.010643 | 0.01419 | 0.017738 | 0.021285 | 0.024833 | 0.02838 | 0.031928 | 0.035475 | 0.039023 | 0.04257 | 0.046118 | 0.049665
2019-02-13 19:00 | 43509.7917 | 0 | 0 | 0 | 0 | 0 | 0 | 0 | 0 | 0 | 0 | 0 | 0
2019-02-13 20:00 | 43509.8333 | 0 | 0 | 0 | 0 | 0 | 0 | 0 | 0 | 0 | 0 | 0 | 0
2019-02-13 21:00 | 43509.875 | 0 | 0 | 0 | 0 | 0 | 0 | 0 | 0 | 0 | 0 | 0 | 0
2019-02-13 22:00 | 43509.9167 | 0 | 0 | 0 | 0 | 0 | 0 | 0 | 0 | 0 | 0 | 0 | 0
2019-02-13 23:00 | 43509.9583 | 0 | 0 | 0 | 0 | 0 | 0 | 0 | 0 | 0 | 0 | 0 | 0
2019-02-14 | 43510 | 0 | 0 | 0 | 0 | 0 | 0 | 0 | 0 | 0 | 0 | 0 | 0
2019-02-14 01:00 | 43510.0417 | 0 | 0 | 0 | 0 | 0 | 0 | 0 | 0 | 0 | 0 | 0 | 0
2019-02-14 02:00 | 43510.0833 | 0 | 0 | 0 | 0 | 0 | 0 | 0 | 0 | 0 | 0 | 0 | 0
2019-02-14 03:00 | 43510.125 | 0 | 0 | 0 | 0 | 0 | 0 | 0 | 0 | 0 | 0 | 0 | 0
2019-02-14 04:00 | 43510.1667 | 0 | 0 | 0 | 0 | 0 | 0 | 0 | 0 | 0 | 0 | 0 | 0
2019-02-14 05:00 | 43510.2083 | 0 | 0 | 0 | 0 | 0 | 0 | 0 | 0 | 0 | 0 | 0 | 0
2019-02-14 06:00 | 43510.25 | 0 | 0 | 0 | 0 | 0 | 0 | 0 | 0 | 0 | 0 | 0 | 0
2019-02-14 07:00 | 43510.2917 | 0 | 0 | 0 | 0 | 0 | 0 | 0 | 0 | 0 | 0 | 0 | 0
2019-02-14 08:00 | 43510.3333 | 0.0080017 | 0.010669 | 0.013336 | 0.016003 | 0.018671 | 0.021338 | 0.024005 | 0.026672 | 0.02934 | 0.032007 | 0.034674 | 0.037341
2019-02-14 09:00 | 43510.375 | 0.68239 | 0.90985 | 1.1373 | 1.3648 | 1.5922 | 1.8197 | 2.0472 | 2.2746 | 2.5021 | 2.7296 | 2.957 | 3.1845
2019-02-14 10:00 | 43510.4167 | 1.7055 | 2.2739 | 2.8424 | 3.4109 | 3.9794 | 4.5479 | 5.1164 | 5.6849 | 6.2533 | 6.8218 | 7.3903 | 7.9588
2019-02-14 11:00 | 43510.4583 | 2.4107 | 3.2143 | 4.0178 | 4.8214 | 5.625 | 6.4285 | 7.2321 | 8.0357 | 8.8392 | 9.6428 | 10.4464 | 11.2499
2019-02-14 12:00 | 43510.5 | 2.8637 | 3.8182 | 4.7728 | 5.7273 | 6.6819 | 7.6365 | 8.591 | 9.5456 | 10.5001 | 11.4547 | 12.4092 | 13.3638
2019-02-14 13:00 | 43510.5417 | 3.0432 | 4.0576 | 5.072 | 6.0864 | 7.1008 | 8.1152 | 9.1296 | 10.144 | 11.1584 | 12.1728 | 13.1873 | 14.2017
2019-02-14 14:00 | 43510.5833 | 2.9108 | 3.8811 | 4.8514 | 5.8217 | 6.7919 | 7.7622 | 8.7325 | 9.7028 | 10.673 | 11.6433 | 12.6136 | 13.5839
2019-02-14 15:00 | 43510.625 | 2.5035 | 3.338 | 4.1724 | 5.0069 | 5.8414 | 6.6759 | 7.5104 | 8.3449 | 9.1794 | 10.0139 | 10.8484 | 11.6828
2019-02-14 16:00 | 43510.6667 | 1.8773 | 2.503 | 3.1288 | 3.7545 | 4.3803 | 5.006 | 5.6318 | 6.2576 | 6.8833 | 7.5091 | 8.1348 | 8.7606
2019-02-14 17:00 | 43510.7083 | 0.92593 | 1.2346 | 1.5432 | 1.8519 | 2.1605 | 2.4692 | 2.7778 | 3.0864 | 3.3951 | 3.7037 | 4.0124 | 4.321
2019-02-14 18:00 | 43510.75 | 0.033382 | 0.044509 | 0.055636 | 0.066764 | 0.077891 | 0.089018 | 0.10015 | 0.11127 | 0.1224 | 0.13353 | 0.14465 | 0.15578
2019-02-14 19:00 | 43510.7917 | 0 | 0 | 0 | 0 | 0 | 0 | 0 | 0 | 0 | 0 | 0 | 0
2019-02-14 20:00 | 43510.8333 | 0 | 0 | 0 | 0 | 0 | 0 | 0 | 0 | 0 | 0 | 0 | 0
2019-02-14 21:00 | 43510.875 | 0 | 0 | 0 | 0 | 0 | 0 | 0 | 0 | 0 | 0 | 0 | 0
2019-02-14 22:00 | 43510.9167 | 0 | 0 | 0 | 0 | 0 | 0 | 0 | 0 | 0 | 0 | 0 | 0
2019-02-14 23:00 | 43510.9583 | 0 | 0 | 0 | 0 | 0 | 0 | 0 | 0 | 0 | 0 | 0 | 0
2019-02-15 | 43511 | 0 | 0 | 0 | 0 | 0 | 0 | 0 | 0 | 0 | 0 | 0 | 0
2019-02-15 01:00 | 43511.0417 | 0 | 0 | 0 | 0 | 0 | 0 | 0 | 0 | 0 | 0 | 0 | 0
2019-02-15 02:00 | 43511.0833 | 0 | 0 | 0 | 0 | 0 | 0 | 0 | 0 | 0 | 0 | 0 | 0
2019-02-15 03:00 | 43511.125 | 0 | 0 | 0 | 0 | 0 | 0 | 0 | 0 | 0 | 0 | 0 | 0
2019-02-15 04:00 | 43511.1667 | 0 | 0 | 0 | 0 | 0 | 0 | 0 | 0 | 0 | 0 | 0 | 0
2019-02-15 05:00 | 43511.2083 | 0 | 0 | 0 | 0 | 0 | 0 | 0 | 0 | 0 | 0 | 0 | 0
2019-02-15 06:00 | 43511.25 | 0 | 0 | 0 | 0 | 0 | 0 | 0 | 0 | 0 | 0 | 0 | 0
2019-02-15 07:00 | 43511.2917 | 0 | 0 | 0 | 0 | 0 | 0 | 0 | 0 | 0 | 0 | 0 | 0
2019-02-15 08:00 | 43511.3333 | 0.010426 | 0.013902 | 0.017377 | 0.020853 | 0.024328 | 0.027804 | 0.031279 | 0.034754 | 0.03823 | 0.041705 | 0.045181 | 0.048656
2019-02-15 09:00 | 43511.375 | 0.69035 | 0.92047 | 1.1506 | 1.3807 | 1.6108 | 1.8409 | 2.0711 | 2.3012 | 2.5313 | 2.7614 | 2.9915 | 3.2216
2019-02-15 10:00 | 43511.4167 | 1.6217 | 2.1622 | 2.7028 | 3.2434 | 3.7839 | 4.3245 | 4.865 | 5.4056 | 5.9462 | 6.4867 | 7.0273 | 7.5678
2019-02-15 11:00 | 43511.4583 | 1.8474 | 2.4632 | 3.079 | 3.6948 | 4.3106 | 4.9264 | 5.5422 | 6.1579 | 6.7737 | 7.3895 | 8.0053 | 8.6211
2019-02-15 12:00 | 43511.5 | 2.2575 | 3.01 | 3.7625 | 4.5149 | 5.2674 | 6.0199 | 6.7724 | 7.5249 | 8.2774 | 9.0299 | 9.7824 | 10.5349
2019-02-15 13:00 | 43511.5417 | 1.869 | 2.492 | 3.1149 | 3.7379 | 4.3609 | 4.9839 | 5.6069 | 6.2299 | 6.8529 | 7.4759 | 8.0989 | 8.7219
2019-02-15 14:00 | 43511.5833 | 1.972 | 2.6294 | 3.2867 | 3.9441 | 4.6014 | 5.2587 | 5.9161 | 6.5734 | 7.2308 | 7.8881 | 8.5455 | 9.2028
2019-02-15 15:00 | 43511.625 | 1.5113 | 2.0151 | 2.5189 | 3.0226 | 3.5264 | 4.0302 | 4.534 | 5.0377 | 5.5415 | 6.0453 | 6.549 | 7.0528
2019-02-15 16:00 | 43511.6667 | 1.2557 | 1.6743 | 2.0928 | 2.5114 | 2.9299 | 3.3485 | 3.7671 | 4.1856 | 4.6042 | 5.0228 | 5.4413 | 5.8599
2019-02-15 17:00 | 43511.7083 | 0.82945 | 1.1059 | 1.3824 | 1.6589 | 1.9354 | 2.2119 | 2.4884 | 2.7648 | 3.0413 | 3.3178 | 3.5943 | 3.8708
2019-02-15 18:00 | 43511.75 | 0.041199 | 0.054932 | 0.068665 | 0.082398 | 0.09613 | 0.10986 | 0.1236 | 0.13733 | 0.15106 | 0.1648 | 0.17853 | 0.19226
2019-02-15 19:00 | 43511.7917 | 0 | 0 | 0 | 0 | 0 | 0 | 0 | 0 | 0 | 0 | 0 | 0
2019-02-15 20:00 | 43511.8333 | 0 | 0 | 0 | 0 | 0 | 0 | 0 | 0 | 0 | 0 | 0 | 0
2019-02-15 21:00 | 43511.875 | 0 | 0 | 0 | 0 | 0 | 0 | 0 | 0 | 0 | 0 | 0 | 0
2019-02-15 22:00 | 43511.9167 | 0 | 0 | 0 | 0 | 0 | 0 | 0 | 0 | 0 | 0 | 0 | 0
2019-02-15 23:00 | 43511.9583 | 0 | 0 | 0 | 0 | 0 | 0 | 0 | 0 | 0 | 0 | 0 | 0
2019-02-16 | 43512 | 0 | 0 | 0 | 0 | 0 | 0 | 0 | 0 | 0 | 0 | 0 | 0
2019-02-16 01:00 | 43512.0417 | 0 | 0 | 0 | 0 | 0 | 0 | 0 | 0 | 0 | 0 | 0 | 0
2019-02-16 02:00 | 43512.0833 | 0 | 0 | 0 | 0 | 0 | 0 | 0 | 0 | 0 | 0 | 0 | 0
2019-02-16 03:00 | 43512.125 | 0 | 0 | 0 | 0 | 0 | 0 | 0 | 0 | 0 | 0 | 0 | 0
2019-02-16 04:00 | 43512.1667 | 0 | 0 | 0 | 0 | 0 | 0 | 0 | 0 | 0 | 0 | 0 | 0
2019-02-16 05:00 | 43512.2083 | 0 | 0 | 0 | 0 | 0 | 0 | 0 | 0 | 0 | 0 | 0 | 0
2019-02-16 06:00 | 43512.25 | 0 | 0 | 0 | 0 | 0 | 0 | 0 | 0 | 0 | 0 | 0 | 0
2019-02-16 07:00 | 43512.2917 | 0 | 0 | 0 | 0 | 0 | 0 | 0 | 0 | 0 | 0 | 0 | 0
2019-02-16 08:00 | 43512.3333 | 0.0055903 | 0.0074537 | 0.0093171 | 0.011181 | 0.013044 | 0.014907 | 0.016771 | 0.018634 | 0.020498 | 0.022361 | 0.024225 | 0.026088
2019-02-16 09:00 | 43512.375 | 0.26857 | 0.35809 | 0.44761 | 0.53714 | 0.62666 | 0.71618 | 0.8057 | 0.89523 | 0.98475 | 1.0743 | 1.1638 | 1.2533
2019-02-16 10:00 | 43512.4167 | 1.3449 | 1.7932 | 2.2415 | 2.6898 | 3.1381 | 3.5864 | 4.0347 | 4.483 | 4.9313 | 5.3796 | 5.828 | 6.2763
2019-02-16 11:00 | 43512.4583 | 1.5985 | 2.1313 | 2.6642 | 3.197 | 3.7298 | 4.2627 | 4.7955 | 5.3283 | 5.8612 | 6.394 | 6.9268 | 7.4597
2019-02-16 12:00 | 43512.5 | 1.5467 | 2.0622 | 2.5778 | 3.0933 | 3.6089 | 4.1245 | 4.64 | 5.1556 | 5.6711 | 6.1867 | 6.7023 | 7.2178
2019-02-16 13:00 | 43512.5417 | 1.3419 | 1.7892 | 2.2365 | 2.6838 | 3.1311 | 3.5784 | 4.0257 | 4.473 | 4.9203 | 5.3676 | 5.8149 | 6.2622
2019-02-16 14:00 | 43512.5833 | 1.8793 | 2.5057 | 3.1322 | 3.7586 | 4.385 | 5.0115 | 5.6379 | 6.2644 | 6.8908 | 7.5172 | 8.1437 | 8.7701
2019-02-16 15:00 | 43512.625 | 1.0085 | 1.3447 | 1.6808 | 2.017 | 2.3532 | 2.6894 | 3.0255 | 3.3617 | 3.6979 | 4.034 | 4.3702 | 4.7064
2019-02-16 16:00 | 43512.6667 | 1.6673 | 2.2231 | 2.7788 | 3.3346 | 3.8904 | 4.4461 | 5.0019 | 5.5577 | 6.1134 | 6.6692 | 7.225 | 7.7807
2019-02-16 17:00 | 43512.7083 | 0.70486 | 0.93981 | 1.1748 | 1.4097 | 1.6447 | 1.8796 | 2.1146 | 2.3495 | 2.5845 | 2.8194 | 3.0544 | 3.2893
2019-02-16 18:00 | 43512.75 | 0.01693 | 0.022573 | 0.028216 | 0.033859 | 0.039502 | 0.045145 | 0.050789 | 0.056432 | 0.062075 | 0.067718 | 0.073361 | 0.079005
2019-02-16 19:00 | 43512.7917 | 0 | 0 | 0 | 0 | 0 | 0 | 0 | 0 | 0 | 0 | 0 | 0
2019-02-16 20:00 | 43512.8333 | 0 | 0 | 0 | 0 | 0 | 0 | 0 | 0 | 0 | 0 | 0 | 0
2019-02-16 21:00 | 43512.875 | 0 | 0 | 0 | 0 | 0 | 0 | 0 | 0 | 0 | 0 | 0 | 0
2019-02-16 22:00 | 43512.9167 | 0 | 0 | 0 | 0 | 0 | 0 | 0 | 0 | 0 | 0 | 0 | 0
2019-02-16 23:00 | 43512.9583 | 0 | 0 | 0 | 0 | 0 | 0 | 0 | 0 | 0 | 0 | 0 | 0
2019-02-17 | 43513 | 0 | 0 | 0 | 0 | 0 | 0 | 0 | 0 | 0 | 0 | 0 | 0
2019-02-17 01:00 | 43513.0417 | 0 | 0 | 0 | 0 | 0 | 0 | 0 | 0 | 0 | 0 | 0 | 0
2019-02-17 02:00 | 43513.0833 | 0 | 0 | 0 | 0 | 0 | 0 | 0 | 0 | 0 | 0 | 0 | 0
2019-02-17 03:00 | 43513.125 | 0 | 0 | 0 | 0 | 0 | 0 | 0 | 0 | 0 | 0 | 0 | 0
2019-02-17 04:00 | 43513.1667 | 0 | 0 | 0 | 0 | 0 | 0 | 0 | 0 | 0 | 0 | 0 | 0
2019-02-17 05:00 | 43513.2083 | 0 | 0 | 0 | 0 | 0 | 0 | 0 | 0 | 0 | 0 | 0 | 0
2019-02-17 06:00 | 43513.25 | 0 | 0 | 0 | 0 | 0 | 0 | 0 | 0 | 0 | 0 | 0 | 0
2019-02-17 07:00 | 43513.2917 | 0 | 0 | 0 | 0 | 0 | 0 | 0 | 0 | 0 | 0 | 0 | 0
2019-02-17 08:00 | 43513.3333 | 0.0051744 | 0.0068992 | 0.008624 | 0.010349 | 0.012074 | 0.013798 | 0.015523 | 0.017248 | 0.018973 | 0.020698 | 0.022422 | 0.024147
2019-02-17 09:00 | 43513.375 | 0.059488 | 0.079317 | 0.099147 | 0.11898 | 0.13881 | 0.15863 | 0.17846 | 0.19829 | 0.21812 | 0.23795 | 0.25778 | 0.27761
2019-02-17 10:00 | 43513.4167 | 0.11132 | 0.14842 | 0.18553 | 0.22264 | 0.25974 | 0.29685 | 0.33395 | 0.37106 | 0.40817 | 0.44527 | 0.48238 | 0.51948
2019-02-17 11:00 | 43513.4583 | 0.18051 | 0.24068 | 0.30086 | 0.36103 | 0.4212 | 0.48137 | 0.54154 | 0.60171 | 0.66188 | 0.72205 | 0.78222 | 0.8424
2019-02-17 12:00 | 43513.5 | 0.19032 | 0.25375 | 0.31719 | 0.38063 | 0.44407 | 0.50751 | 0.57095 | 0.63438 | 0.69782 | 0.76126 | 0.8247 | 0.88814
2019-02-17 13:00 | 43513.5417 | 1.6848 | 2.2464 | 2.808 | 3.3696 | 3.9311 | 4.4927 | 5.0543 | 5.6159 | 6.1775 | 6.7391 | 7.3007 | 7.8623
2019-02-17 14:00 | 43513.5833 | 1.1443 | 1.5258 | 1.9072 | 2.2887 | 2.6701 | 3.0516 | 3.433 | 3.8145 | 4.1959 | 4.5774 | 4.9588 | 5.3403
2019-02-17 15:00 | 43513.625 | 0.73872 | 0.98496 | 1.2312 | 1.4774 | 1.7237 | 1.9699 | 2.2162 | 2.4624 | 2.7086 | 2.9549 | 3.2011 | 3.4473
2019-02-17 16:00 | 43513.6667 | 0.47827 | 0.63769 | 0.79711 | 0.95653 | 1.116 | 1.2754 | 1.4348 | 1.5942 | 1.7536 | 1.9131 | 2.0725 | 2.2319
2019-02-17 17:00 | 43513.7083 | 0.38448 | 0.51264 | 0.6408 | 0.76896 | 0.89711 | 1.0253 | 1.1534 | 1.2816 | 1.4098 | 1.5379 | 1.6661 | 1.7942
2019-02-17 18:00 | 43513.75 | 0.0066292 | 0.0088389 | 0.011049 | 0.013258 | 0.015468 | 0.017678 | 0.019888 | 0.022097 | 0.024307 | 0.026517 | 0.028726 | 0.030936
2019-02-17 19:00 | 43513.7917 | 0 | 0 | 0 | 0 | 0 | 0 | 0 | 0 | 0 | 0 | 0 | 0
2019-02-17 20:00 | 43513.8333 | 0 | 0 | 0 | 0 | 0 | 0 | 0 | 0 | 0 | 0 | 0 | 0
2019-02-17 21:00 | 43513.875 | 0 | 0 | 0 | 0 | 0 | 0 | 0 | 0 | 0 | 0 | 0 | 0
2019-02-17 22:00 | 43513.9167 | 0 | 0 | 0 | 0 | 0 | 0 | 0 | 0 | 0 | 0 | 0 | 0
2019-02-17 23:00 | 43513.9583 | 0 | 0 | 0 | 0 | 0 | 0 | 0 | 0 | 0 | 0 | 0 | 0
2019-02-18 | 43514 | 0 | 0 | 0 | 0 | 0 | 0 | 0 | 0 | 0 | 0 | 0 | 0
2019-02-18 01:00 | 43514.0417 | 0 | 0 | 0 | 0 | 0 | 0 | 0 | 0 | 0 | 0 | 0 | 0
2019-02-18 02:00 | 43514.0833 | 0 | 0 | 0 | 0 | 0 | 0 | 0 | 0 | 0 | 0 | 0 | 0
2019-02-18 03:00 | 43514.125 | 0 | 0 | 0 | 0 | 0 | 0 | 0 | 0 | 0 | 0 | 0 | 0
2019-02-18 04:00 | 43514.1667 | 0 | 0 | 0 | 0 | 0 | 0 | 0 | 0 | 0 | 0 | 0 | 0
2019-02-18 05:00 | 43514.2083 | 0 | 0 | 0 | 0 | 0 | 0 | 0 | 0 | 0 | 0 | 0 | 0
2019-02-18 06:00 | 43514.25 | 0 | 0 | 0 | 0 | 0 | 0 | 0 | 0 | 0 | 0 | 0 | 0
2019-02-18 07:00 | 43514.2917 | 0 | 0 | 0 | 0 | 0 | 0 | 0 | 0 | 0 | 0 | 0 | 0
2019-02-18 08:00 | 43514.3333 | 0.050772 | 0.067695 | 0.084619 | 0.10154 | 0.11847 | 0.13539 | 0.15231 | 0.16924 | 0.18616 | 0.20309 | 0.22001 | 0.23693
2019-02-18 09:00 | 43514.375 | 0.66816 | 0.89088 | 1.1136 | 1.3363 | 1.559 | 1.7818 | 2.0045 | 2.2272 | 2.4499 | 2.6726 | 2.8954 | 3.1181
2019-02-18 10:00 | 43514.4167 | 0.25324 | 0.33765 | 0.42206 | 0.50648 | 0.59089 | 0.6753 | 0.75971 | 0.84413 | 0.92854 | 1.013 | 1.0974 | 1.1818
2019-02-18 11:00 | 43514.4583 | 0.095943 | 0.12792 | 0.15991 | 0.19189 | 0.22387 | 0.25585 | 0.28783 | 0.31981 | 0.35179 | 0.38377 | 0.41575 | 0.44774
2019-02-18 12:00 | 43514.5 | 2.0115 | 2.682 | 3.3525 | 4.0231 | 4.6936 | 5.3641 | 6.0346 | 6.7051 | 7.3756 | 8.0461 | 8.7166 | 9.3871
2019-02-18 13:00 | 43514.5417 | 1.2092 | 1.6123 | 2.0154 | 2.4185 | 2.8216 | 3.2246 | 3.6277 | 4.0308 | 4.4339 | 4.837 | 5.24 | 5.6431
2019-02-18 14:00 | 43514.5833 | 1.1434 | 1.5246 | 1.9057 | 2.2869 | 2.668 | 3.0492 | 3.4303 | 3.8115 | 4.1926 | 4.5738 | 4.9549 | 5.3361
2019-02-18 15:00 | 43514.625 | 2.54 | 3.3866 | 4.2333 | 5.0799 | 5.9266 | 6.7732 | 7.6199 | 8.4665 | 9.3132 | 10.1598 | 11.0065 | 11.8531
2019-02-18 16:00 | 43514.6667 | 2.041 | 2.7213 | 3.4016 | 4.0819 | 4.7623 | 5.4426 | 6.1229 | 6.8032 | 7.4836 | 8.1639 | 8.8442 | 9.5245
2019-02-18 17:00 | 43514.7083 | 0.72156 | 0.96208 | 1.2026 | 1.4431 | 1.6836 | 1.9242 | 2.1647 | 2.4052 | 2.6457 | 2.8862 | 3.1268 | 3.3673
2019-02-18 18:00 | 43514.75 | 0.082525 | 0.11003 | 0.13754 | 0.16505 | 0.19256 | 0.22007 | 0.24757 | 0.27508 | 0.30259 | 0.3301 | 0.35761 | 0.38512
2019-02-18 19:00 | 43514.7917 | 0 | 0 | 0 | 0 | 0 | 0 | 0 | 0 | 0 | 0 | 0 | 0
2019-02-18 20:00 | 43514.8333 | 0 | 0 | 0 | 0 | 0 | 0 | 0 | 0 | 0 | 0 | 0 | 0
2019-02-18 21:00 | 43514.875 | 0 | 0 | 0 | 0 | 0 | 0 | 0 | 0 | 0 | 0 | 0 | 0
2019-02-18 22:00 | 43514.9167 | 0 | 0 | 0 | 0 | 0 | 0 | 0 | 0 | 0 | 0 | 0 | 0
2019-02-18 23:00 | 43514.9583 | 0 | 0 | 0 | 0 | 0 | 0 | 0 | 0 | 0 | 0 | 0 | 0
2019-02-19 | 43515 | 0 | 0 | 0 | 0 | 0 | 0 | 0 | 0 | 0 | 0 | 0 | 0
2019-02-19 01:00 | 43515.0417 | 0 | 0 | 0 | 0 | 0 | 0 | 0 | 0 | 0 | 0 | 0 | 0
2019-02-19 02:00 | 43515.0833 | 0 | 0 | 0 | 0 | 0 | 0 | 0 | 0 | 0 | 0 | 0 | 0
2019-02-19 03:00 | 43515.125 | 0 | 0 | 0 | 0 | 0 | 0 | 0 | 0 | 0 | 0 | 0 | 0
2019-02-19 04:00 | 43515.1667 | 0 | 0 | 0 | 0 | 0 | 0 | 0 | 0 | 0 | 0 | 0 | 0
2019-02-19 05:00 | 43515.2083 | 0 | 0 | 0 | 0 | 0 | 0 | 0 | 0 | 0 | 0 | 0 | 0
2019-02-19 06:00 | 43515.25 | 0 | 0 | 0 | 0 | 0 | 0 | 0 | 0 | 0 | 0 | 0 | 0
2019-02-19 07:00 | 43515.2917 | 0 | 0 | 0 | 0 | 0 | 0 | 0 | 0 | 0 | 0 | 0 | 0
2019-02-19 08:00 | 43515.3333 | 0.039644 | 0.052858 | 0.066073 | 0.079287 | 0.092502 | 0.10572 | 0.11893 | 0.13215 | 0.14536 | 0.15857 | 0.17179 | 0.185
2019-02-19 09:00 | 43515.375 | 0.086775 | 0.1157 | 0.14463 | 0.17355 | 0.20248 | 0.2314 | 0.26033 | 0.28925 | 0.31818 | 0.3471 | 0.37603 | 0.40495
2019-02-19 10:00 | 43515.4167 | 0.1704 | 0.2272 | 0.284 | 0.3408 | 0.39761 | 0.45441 | 0.51121 | 0.56801 | 0.62481 | 0.68161 | 0.73841 | 0.79521
2019-02-19 11:00 | 43515.4583 | 0.16968 | 0.22624 | 0.2828 | 0.33936 | 0.39592 | 0.45248 | 0.50904 | 0.5656 | 0.62216 | 0.67872 | 0.73528 | 0.79184
2019-02-19 12:00 | 43515.5 | 1.1702 | 1.5602 | 1.9503 | 2.3403 | 2.7304 | 3.1204 | 3.5105 | 3.9005 | 4.2906 | 4.6806 | 5.0707 | 5.4607
2019-02-19 13:00 | 43515.5417 | 0.78313 | 1.0442 | 1.3052 | 1.5663 | 1.8273 | 2.0883 | 2.3494 | 2.6104 | 2.8715 | 3.1325 | 3.3936 | 3.6546
2019-02-19 14:00 | 43515.5833 | 1.0085 | 1.3447 | 1.6808 | 2.017 | 2.3531 | 2.6893 | 3.0255 | 3.3616 | 3.6978 | 4.034 | 4.3701 | 4.7063
2019-02-19 15:00 | 43515.625 | 2.1614 | 2.8819 | 3.6024 | 4.3229 | 5.0433 | 5.7638 | 6.4843 | 7.2048 | 7.9253 | 8.6457 | 9.3662 | 10.0867
2019-02-19 16:00 | 43515.6667 | 1.8395 | 2.4527 | 3.0658 | 3.679 | 4.2922 | 4.9053 | 5.5185 | 6.1317 | 6.7449 | 7.358 | 7.9712 | 8.5844
2019-02-19 17:00 | 43515.7083 | 0.60272 | 0.80363 | 1.0045 | 1.2054 | 1.4064 | 1.6073 | 1.8082 | 2.0091 | 2.21 | 2.4109 | 2.6118 | 2.8127
2019-02-19 18:00 | 43515.75 | 0.09933 | 0.13244 | 0.16555 | 0.19866 | 0.23177 | 0.26488 | 0.29799 | 0.3311 | 0.36421 | 0.39732 | 0.43043 | 0.46354
2019-02-19 19:00 | 43515.7917 | 0 | 0 | 0 | 0 | 0 | 0 | 0 | 0 | 0 | 0 | 0 | 0
2019-02-19 20:00 | 43515.8333 | 0 | 0 | 0 | 0 | 0 | 0 | 0 | 0 | 0 | 0 | 0 | 0
2019-02-19 21:00 | 43515.875 | 0 | 0 | 0 | 0 | 0 | 0 | 0 | 0 | 0 | 0 | 0 | 0
2019-02-19 22:00 | 43515.9167 | 0 | 0 | 0 | 0 | 0 | 0 | 0 | 0 | 0 | 0 | 0 | 0
2019-02-19 23:00 | 43515.9583 | 0 | 0 | 0 | 0 | 0 | 0 | 0 | 0 | 0 | 0 | 0 | 0
2019-02-20 | 43516 | 0 | 0 | 0 | 0 | 0 | 0 | 0 | 0 | 0 | 0 | 0 | 0
2019-02-20 01:00 | 43516.0417 | 0 | 0 | 0 | 0 | 0 | 0 | 0 | 0 | 0 | 0 | 0 | 0
2019-02-20 02:00 | 43516.0833 | 0 | 0 | 0 | 0 | 0 | 0 | 0 | 0 | 0 | 0 | 0 | 0
2019-02-20 03:00 | 43516.125 | 0 | 0 | 0 | 0 | 0 | 0 | 0 | 0 | 0 | 0 | 0 | 0
2019-02-20 04:00 | 43516.1667 | 0 | 0 | 0 | 0 | 0 | 0 | 0 | 0 | 0 | 0 | 0 | 0
2019-02-20 05:00 | 43516.2083 | 0 | 0 | 0 | 0 | 0 | 0 | 0 | 0 | 0 | 0 | 0 | 0
2019-02-20 06:00 | 43516.25 | 0 | 0 | 0 | 0 | 0 | 0 | 0 | 0 | 0 | 0 | 0 | 0
2019-02-20 07:00 | 43516.2917 | 0 | 0 | 0 | 0 | 0 | 0 | 0 | 0 | 0 | 0 | 0 | 0
2019-02-20 08:00 | 43516.3333 | 0.038099 | 0.050798 | 0.063498 | 0.076198 | 0.088897 | 0.1016 | 0.1143 | 0.127 | 0.1397 | 0.1524 | 0.16509 | 0.17779
2019-02-20 09:00 | 43516.375 | 0.85477 | 1.1397 | 1.4246 | 1.7095 | 1.9945 | 2.2794 | 2.5643 | 2.8492 | 3.1341 | 3.4191 | 3.704 | 3.9889
2019-02-20 10:00 | 43516.4167 | 1.8595 | 2.4794 | 3.0992 | 3.7191 | 4.3389 | 4.9588 | 5.5786 | 6.1985 | 6.8183 | 7.4381 | 8.058 | 8.6778
2019-02-20 11:00 | 43516.4583 | 2.3094 | 3.0791 | 3.8489 | 4.6187 | 5.3885 | 6.1583 | 6.9281 | 7.6979 | 8.4676 | 9.2374 | 10.0072 | 10.777
2019-02-20 12:00 | 43516.5 | 2.605 | 3.4733 | 4.3416 | 5.21 | 6.0783 | 6.9466 | 7.8149 | 8.6833 | 9.5516 | 10.4199 | 11.2882 | 12.1566
2019-02-20 13:00 | 43516.5417 | 2.233 | 2.9774 | 3.7217 | 4.466 | 5.2104 | 5.9547 | 6.6991 | 7.4434 | 8.1878 | 8.9321 | 9.6764 | 10.4208
2019-02-20 14:00 | 43516.5833 | 0.59926 | 0.79901 | 0.99877 | 1.1985 | 1.3983 | 1.598 | 1.7978 | 1.9975 | 2.1973 | 2.397 | 2.5968 | 2.7965
2019-02-20 15:00 | 43516.625 | 0.27723 | 0.36965 | 0.46206 | 0.55447 | 0.64688 | 0.73929 | 0.8317 | 0.92411 | 1.0165 | 1.1089 | 1.2013 | 1.2938
2019-02-20 16:00 | 43516.6667 | 0.060094 | 0.080125 | 0.10016 | 0.12019 | 0.14022 | 0.16025 | 0.18028 | 0.20031 | 0.22034 | 0.24037 | 0.26041 | 0.28044
2019-02-20 17:00 | 43516.7083 | 0.03149 | 0.041987 | 0.052484 | 0.062981 | 0.073477 | 0.083974 | 0.094471 | 0.10497 | 0.11546 | 0.12596 | 0.13646 | 0.14695
2019-02-20 18:00 | 43516.75 | 0.006741 | 0.008988 | 0.011235 | 0.013482 | 0.015729 | 0.017976 | 0.020223 | 0.02247 | 0.024717 | 0.026964 | 0.029211 | 0.031458
2019-02-20 19:00 | 43516.7917 | 0 | 0 | 0 | 0 | 0 | 0 | 0 | 0 | 0 | 0 | 0 | 0
2019-02-20 20:00 | 43516.8333 | 0 | 0 | 0 | 0 | 0 | 0 | 0 | 0 | 0 | 0 | 0 | 0
2019-02-20 21:00 | 43516.875 | 0 | 0 | 0 | 0 | 0 | 0 | 0 | 0 | 0 | 0 | 0 | 0
2019-02-20 22:00 | 43516.9167 | 0 | 0 | 0 | 0 | 0 | 0 | 0 | 0 | 0 | 0 | 0 | 0
2019-02-20 23:00 | 43516.9583 | 0 | 0 | 0 | 0 | 0 | 0 | 0 | 0 | 0 | 0 | 0 | 0
2019-02-21 | 43517 | 0 | 0 | 0 | 0 | 0 | 0 | 0 | 0 | 0 | 0 | 0 | 0
2019-02-21 01:00 | 43517.0417 | 0 | 0 | 0 | 0 | 0 | 0 | 0 | 0 | 0 | 0 | 0 | 0
2019-02-21 02:00 | 43517.0833 | 0 | 0 | 0 | 0 | 0 | 0 | 0 | 0 | 0 | 0 | 0 | 0
2019-02-21 03:00 | 43517.125 | 0 | 0 | 0 | 0 | 0 | 0 | 0 | 0 | 0 | 0 | 0 | 0
2019-02-21 04:00 | 43517.1667 | 0 | 0 | 0 | 0 | 0 | 0 | 0 | 0 | 0 | 0 | 0 | 0
2019-02-21 05:00 | 43517.2083 | 0 | 0 | 0 | 0 | 0 | 0 | 0 | 0 | 0 | 0 | 0 | 0
2019-02-21 06:00 | 43517.25 | 0 | 0 | 0 | 0 | 0 | 0 | 0 | 0 | 0 | 0 | 0 | 0
2019-02-21 07:00 | 43517.2917 | 0 | 0 | 0 | 0 | 0 | 0 | 0 | 0 | 0 | 0 | 0 | 0
2019-02-21 08:00 | 43517.3333 | 0.0030832 | 0.004111 | 0.0051387 | 0.0061665 | 0.0071942 | 0.008222 | 0.0092497 | 0.010277 | 0.011305 | 0.012333 | 0.013361 | 0.014388
2019-02-21 09:00 | 43517.375 | 0.15181 | 0.20242 | 0.25302 | 0.30363 | 0.35423 | 0.40484 | 0.45544 | 0.50605 | 0.55665 | 0.60726 | 0.65786 | 0.70847
2019-02-21 10:00 | 43517.4167 | 0.33118 | 0.44158 | 0.55197 | 0.66237 | 0.77276 | 0.88315 | 0.99355 | 1.1039 | 1.2143 | 1.3247 | 1.4351 | 1.5455
2019-02-21 11:00 | 43517.4583 | 0.62496 | 0.83328 | 1.0416 | 1.2499 | 1.4582 | 1.6666 | 1.8749 | 2.0832 | 2.2915 | 2.4998 | 2.7082 | 2.9165
2019-02-21 12:00 | 43517.5 | 1.0269 | 1.3692 | 1.7114 | 2.0537 | 2.396 | 2.7383 | 3.0806 | 3.4229 | 3.7652 | 4.1075 | 4.4497 | 4.792
2019-02-21 13:00 | 43517.5417 | 0.99396 | 1.3253 | 1.6566 | 1.9879 | 2.3192 | 2.6506 | 2.9819 | 3.3132 | 3.6445 | 3.9758 | 4.3072 | 4.6385
2019-02-21 14:00 | 43517.5833 | 0.85697 | 1.1426 | 1.4283 | 1.7139 | 1.9996 | 2.2853 | 2.5709 | 2.8566 | 3.1422 | 3.4279 | 3.7135 | 3.9992
2019-02-21 15:00 | 43517.625 | 0.77257 | 1.0301 | 1.2876 | 1.5451 | 1.8027 | 2.0602 | 2.3177 | 2.5752 | 2.8327 | 3.0903 | 3.3478 | 3.6053
2019-02-21 16:00 | 43517.6667 | 0.35689 | 0.47586 | 0.59482 | 0.71378 | 0.83275 | 0.95171 | 1.0707 | 1.1896 | 1.3086 | 1.4276 | 1.5465 | 1.6655
2019-02-21 17:00 | 43517.7083 | 0.24469 | 0.32626 | 0.40782 | 0.48939 | 0.57095 | 0.65251 | 0.73408 | 0.81564 | 0.89721 | 0.97877 | 1.0603 | 1.1419
2019-02-21 18:00 | 43517.75 | 0.01733 | 0.023107 | 0.028883 | 0.03466 | 0.040436 | 0.046213 | 0.05199 | 0.057766 | 0.063543 | 0.06932 | 0.075096 | 0.080873
2019-02-21 19:00 | 43517.7917 | 0 | 0 | 0 | 0 | 0 | 0 | 0 | 0 | 0 | 0 | 0 | 0
2019-02-21 20:00 | 43517.8333 | 0 | 0 | 0 | 0 | 0 | 0 | 0 | 0 | 0 | 0 | 0 | 0
2019-02-21 21:00 | 43517.875 | 0 | 0 | 0 | 0 | 0 | 0 | 0 | 0 | 0 | 0 | 0 | 0
2019-02-21 22:00 | 43517.9167 | 0 | 0 | 0 | 0 | 0 | 0 | 0 | 0 | 0 | 0 | 0 | 0
2019-02-21 23:00 | 43517.9583 | 0 | 0 | 0 | 0 | 0 | 0 | 0 | 0 | 0 | 0 | 0 | 0
2019-02-22 | 43518 | 0 | 0 | 0 | 0 | 0 | 0 | 0 | 0 | 0 | 0 | 0 | 0
2019-02-22 01:00 | 43518.0417 | 0 | 0 | 0 | 0 | 0 | 0 | 0 | 0 | 0 | 0 | 0 | 0
2019-02-22 02:00 | 43518.0833 | 0 | 0 | 0 | 0 | 0 | 0 | 0 | 0 | 0 | 0 | 0 | 0
2019-02-22 03:00 | 43518.125 | 0 | 0 | 0 | 0 | 0 | 0 | 0 | 0 | 0 | 0 | 0 | 0
2019-02-22 04:00 | 43518.1667 | 0 | 0 | 0 | 0 | 0 | 0 | 0 | 0 | 0 | 0 | 0 | 0
2019-02-22 05:00 | 43518.2083 | 0 | 0 | 0 | 0 | 0 | 0 | 0 | 0 | 0 | 0 | 0 | 0
2019-02-22 06:00 | 43518.25 | 0 | 0 | 0 | 0 | 0 | 0 | 0 | 0 | 0 | 0 | 0 | 0
2019-02-22 07:00 | 43518.2917 | 0 | 0 | 0 | 0 | 0 | 0 | 0 | 0 | 0 | 0 | 0 | 0
2019-02-22 08:00 | 43518.3333 | 0.064568 | 0.086091 | 0.10761 | 0.12914 | 0.15066 | 0.17218 | 0.19371 | 0.21523 | 0.23675 | 0.25827 | 0.2798 | 0.30132
2019-02-22 09:00 | 43518.375 | 0.54305 | 0.72407 | 0.90508 | 1.0861 | 1.2671 | 1.4481 | 1.6291 | 1.8102 | 1.9912 | 2.1722 | 2.3532 | 2.5342
2019-02-22 10:00 | 43518.4167 | 1.1578 | 1.5437 | 1.9296 | 2.3155 | 2.7014 | 3.0873 | 3.4733 | 3.8592 | 4.2451 | 4.631 | 5.0169 | 5.4029
2019-02-22 11:00 | 43518.4583 | 0.23545 | 0.31393 | 0.39241 | 0.47089 | 0.54937 | 0.62786 | 0.70634 | 0.78482 | 0.8633 | 0.94178 | 1.0203 | 1.0987
2019-02-22 12:00 | 43518.5 | 0.51074 | 0.68098 | 0.85123 | 1.0215 | 1.1917 | 1.362 | 1.5322 | 1.7025 | 1.8727 | 2.0429 | 2.2132 | 2.3834
2019-02-22 13:00 | 43518.5417 | 0.84444 | 1.1259 | 1.4074 | 1.6889 | 1.9704 | 2.2518 | 2.5333 | 2.8148 | 3.0963 | 3.3778 | 3.6592 | 3.9407
2019-02-22 14:00 | 43518.5833 | 1.2462 | 1.6617 | 2.0771 | 2.4925 | 2.9079 | 3.3233 | 3.7387 | 4.1541 | 4.5696 | 4.985 | 5.4004 | 5.8158
2019-02-22 15:00 | 43518.625 | 2.3116 | 3.0821 | 3.8526 | 4.6231 | 5.3936 | 6.1642 | 6.9347 | 7.7052 | 8.4757 | 9.2463 | 10.0168 | 10.7873
2019-02-22 16:00 | 43518.6667 | 0.89035 | 1.1871 | 1.4839 | 1.7807 | 2.0775 | 2.3743 | 2.6711 | 2.9678 | 3.2646 | 3.5614 | 3.8582 | 4.155
2019-02-22 17:00 | 43518.7083 | 0.21708 | 0.28943 | 0.36179 | 0.43415 | 0.50651 | 0.57887 | 0.65123 | 0.72359 | 0.79594 | 0.8683 | 0.94066 | 1.013
2019-02-22 18:00 | 43518.75 | 0.010022 | 0.013363 | 0.016704 | 0.020045 | 0.023386 | 0.026727 | 0.030067 | 0.033408 | 0.036749 | 0.04009 | 0.043431 | 0.046772
2019-02-22 19:00 | 43518.7917 | 0 | 0 | 0 | 0 | 0 | 0 | 0 | 0 | 0 | 0 | 0 | 0
2019-02-22 20:00 | 43518.8333 | 0 | 0 | 0 | 0 | 0 | 0 | 0 | 0 | 0 | 0 | 0 | 0
2019-02-22 21:00 | 43518.875 | 0 | 0 | 0 | 0 | 0 | 0 | 0 | 0 | 0 | 0 | 0 | 0
2019-02-22 22:00 | 43518.9167 | 0 | 0 | 0 | 0 | 0 | 0 | 0 | 0 | 0 | 0 | 0 | 0
2019-02-22 23:00 | 43518.9583 | 0 | 0 | 0 | 0 | 0 | 0 | 0 | 0 | 0 | 0 | 0 | 0
2019-02-23 | 43519 | 0 | 0 | 0 | 0 | 0 | 0 | 0 | 0 | 0 | 0 | 0 | 0
2019-02-23 01:00 | 43519.0417 | 0 | 0 | 0 | 0 | 0 | 0 | 0 | 0 | 0 | 0 | 0 | 0
2019-02-23 02:00 | 43519.0833 | 0 | 0 | 0 | 0 | 0 | 0 | 0 | 0 | 0 | 0 | 0 | 0
2019-02-23 03:00 | 43519.125 | 0 | 0 | 0 | 0 | 0 | 0 | 0 | 0 | 0 | 0 | 0 | 0
2019-02-23 04:00 | 43519.1667 | 0 | 0 | 0 | 0 | 0 | 0 | 0 | 0 | 0 | 0 | 0 | 0
2019-02-23 05:00 | 43519.2083 | 0 | 0 | 0 | 0 | 0 | 0 | 0 | 0 | 0 | 0 | 0 | 0
2019-02-23 06:00 | 43519.25 | 0 | 0 | 0 | 0 | 0 | 0 | 0 | 0 | 0 | 0 | 0 | 0
2019-02-23 07:00 | 43519.2917 | 0 | 0 | 0 | 0 | 0 | 0 | 0 | 0 | 0 | 0 | 0 | 0
2019-02-23 08:00 | 43519.3333 | 0.0050663 | 0.006755 | 0.0084438 | 0.010133 | 0.011821 | 0.01351 | 0.015199 | 0.016888 | 0.018576 | 0.020265 | 0.021954 | 0.023643
2019-02-23 09:00 | 43519.375 | 0.12271 | 0.16361 | 0.20451 | 0.24541 | 0.28632 | 0.32722 | 0.36812 | 0.40902 | 0.44993 | 0.49083 | 0.53173 | 0.57263
2019-02-23 10:00 | 43519.4167 | 0.26995 | 0.35994 | 0.44992 | 0.5399 | 0.62989 | 0.71987 | 0.80985 | 0.89984 | 0.98982 | 1.0798 | 1.1698 | 1.2598
2019-02-23 11:00 | 43519.4583 | 0.35102 | 0.46803 | 0.58504 | 0.70204 | 0.81905 | 0.93606 | 1.0531 | 1.1701 | 1.2871 | 1.4041 | 1.5211 | 1.6381
2019-02-23 12:00 | 43519.5 | 0.42745 | 0.56993 | 0.71241 | 0.85489 | 0.99737 | 1.1399 | 1.2823 | 1.4248 | 1.5673 | 1.7098 | 1.8523 | 1.9947
2019-02-23 13:00 | 43519.5417 | 0.45405 | 0.6054 | 0.75676 | 0.90811 | 1.0595 | 1.2108 | 1.3622 | 1.5135 | 1.6649 | 1.8162 | 1.9676 | 2.1189
2019-02-23 14:00 | 43519.5833 | 0.45267 | 0.60356 | 0.75445 | 0.90535 | 1.0562 | 1.2071 | 1.358 | 1.5089 | 1.6598 | 1.8107 | 1.9616 | 2.1125
2019-02-23 15:00 | 43519.625 | 0.37272 | 0.49696 | 0.6212 | 0.74544 | 0.86968 | 0.99391 | 1.1182 | 1.2424 | 1.3666 | 1.4909 | 1.6151 | 1.7394
2019-02-23 16:00 | 43519.6667 | 0.26688 | 0.35584 | 0.4448 | 0.53376 | 0.62272 | 0.71168 | 0.80064 | 0.8896 | 0.97856 | 1.0675 | 1.1565 | 1.2454
2019-02-23 17:00 | 43519.7083 | 0.16181 | 0.21574 | 0.26968 | 0.32361 | 0.37755 | 0.43148 | 0.48542 | 0.53935 | 0.59329 | 0.64722 | 0.70116 | 0.75509
2019-02-23 18:00 | 43519.75 | 0.02534 | 0.033787 | 0.042234 | 0.050681 | 0.059128 | 0.067575 | 0.076021 | 0.084468 | 0.092915 | 0.10136 | 0.10981 | 0.11826
2019-02-23 19:00 | 43519.7917 | 0 | 0 | 0 | 0 | 0 | 0 | 0 | 0 | 0 | 0 | 0 | 0
2019-02-23 20:00 | 43519.8333 | 0 | 0 | 0 | 0 | 0 | 0 | 0 | 0 | 0 | 0 | 0 | 0
2019-02-23 21:00 | 43519.875 | 0 | 0 | 0 | 0 | 0 | 0 | 0 | 0 | 0 | 0 | 0 | 0
2019-02-23 22:00 | 43519.9167 | 0 | 0 | 0 | 0 | 0 | 0 | 0 | 0 | 0 | 0 | 0 | 0
2019-02-23 23:00 | 43519.9583 | 0 | 0 | 0 | 0 | 0 | 0 | 0 | 0 | 0 | 0 | 0 | 0
2019-02-24 | 43520 | 0 | 0 | 0 | 0 | 0 | 0 | 0 | 0 | 0 | 0 | 0 | 0
2019-02-24 01:00 | 43520.0417 | 0 | 0 | 0 | 0 | 0 | 0 | 0 | 0 | 0 | 0 | 0 | 0
2019-02-24 02:00 | 43520.0833 | 0 | 0 | 0 | 0 | 0 | 0 | 0 | 0 | 0 | 0 | 0 | 0
2019-02-24 03:00 | 43520.125 | 0 | 0 | 0 | 0 | 0 | 0 | 0 | 0 | 0 | 0 | 0 | 0
2019-02-24 04:00 | 43520.1667 | 0 | 0 | 0 | 0 | 0 | 0 | 0 | 0 | 0 | 0 | 0 | 0
2019-02-24 05:00 | 43520.2083 | 0 | 0 | 0 | 0 | 0 | 0 | 0 | 0 | 0 | 0 | 0 | 0
2019-02-24 06:00 | 43520.25 | 0 | 0 | 0 | 0 | 0 | 0 | 0 | 0 | 0 | 0 | 0 | 0
2019-02-24 07:00 | 43520.2917 | 0 | 0 | 0 | 0 | 0 | 0 | 0 | 0 | 0 | 0 | 0 | 0
2019-02-24 08:00 | 43520.3333 | 0.020698 | 0.027597 | 0.034497 | 0.041396 | 0.048295 | 0.055194 | 0.062094 | 0.068993 | 0.075892 | 0.082792 | 0.089691 | 0.09659
2019-02-24 09:00 | 43520.375 | 0.64739 | 0.86319 | 1.079 | 1.2948 | 1.5106 | 1.7264 | 1.9422 | 2.158 | 2.3738 | 2.5896 | 2.8054 | 3.0212
2019-02-24 10:00 | 43520.4167 | 1.3907 | 1.8543 | 2.3178 | 2.7814 | 3.2449 | 3.7085 | 4.1721 | 4.6356 | 5.0992 | 5.5628 | 6.0263 | 6.4899
2019-02-24 11:00 | 43520.4583 | 1.7519 | 2.3359 | 2.9198 | 3.5038 | 4.0877 | 4.6717 | 5.2557 | 5.8396 | 6.4236 | 7.0076 | 7.5915 | 8.1755
2019-02-24 12:00 | 43520.5 | 1.989 | 2.652 | 3.315 | 3.978 | 4.641 | 5.304 | 5.967 | 6.63 | 7.293 | 7.956 | 8.619 | 9.282
2019-02-24 13:00 | 43520.5417 | 2.2123 | 2.9497 | 3.6871 | 4.4246 | 5.162 | 5.8994 | 6.6368 | 7.3743 | 8.1117 | 8.8491 | 9.5865 | 10.324
2019-02-24 14:00 | 43520.5833 | 2.4152 | 3.2202 | 4.0253 | 4.8303 | 5.6354 | 6.4405 | 7.2455 | 8.0506 | 8.8556 | 9.6607 | 10.4658 | 11.2708
2019-02-24 15:00 | 43520.625 | 1.9302 | 2.5736 | 3.217 | 3.8604 | 4.5038 | 5.1473 | 5.7907 | 6.4341 | 7.0775 | 7.7209 | 8.3643 | 9.0077
2019-02-24 16:00 | 43520.6667 | 1.5444 | 2.0591 | 2.5739 | 3.0887 | 3.6035 | 4.1183 | 4.6331 | 5.1479 | 5.6626 | 6.1774 | 6.6922 | 7.207
2019-02-24 17:00 | 43520.7083 | 0.90484 | 1.2065 | 1.5081 | 1.8097 | 2.1113 | 2.4129 | 2.7145 | 3.0161 | 3.3177 | 3.6194 | 3.921 | 4.2226
2019-02-24 18:00 | 43520.75 | 0.064185 | 0.08558 | 0.10697 | 0.12837 | 0.14976 | 0.17116 | 0.19255 | 0.21395 | 0.23534 | 0.25674 | 0.27813 | 0.29953
2019-02-24 19:00 | 43520.7917 | 0 | 0 | 0 | 0 | 0 | 0 | 0 | 0 | 0 | 0 | 0 | 0
2019-02-24 20:00 | 43520.8333 | 0 | 0 | 0 | 0 | 0 | 0 | 0 | 0 | 0 | 0 | 0 | 0
2019-02-24 21:00 | 43520.875 | 0 | 0 | 0 | 0 | 0 | 0 | 0 | 0 | 0 | 0 | 0 | 0
2019-02-24 22:00 | 43520.9167 | 0 | 0 | 0 | 0 | 0 | 0 | 0 | 0 | 0 | 0 | 0 | 0
2019-02-24 23:00 | 43520.9583 | 0 | 0 | 0 | 0 | 0 | 0 | 0 | 0 | 0 | 0 | 0 | 0
2019-02-25 | 43521 | 0 | 0 | 0 | 0 | 0 | 0 | 0 | 0 | 0 | 0 | 0 | 0
2019-02-25 01:00 | 43521.0417 | 0 | 0 | 0 | 0 | 0 | 0 | 0 | 0 | 0 | 0 | 0 | 0
2019-02-25 02:00 | 43521.0833 | 0 | 0 | 0 | 0 | 0 | 0 | 0 | 0 | 0 | 0 | 0 | 0
2019-02-25 03:00 | 43521.125 | 0 | 0 | 0 | 0 | 0 | 0 | 0 | 0 | 0 | 0 | 0 | 0
2019-02-25 04:00 | 43521.1667 | 0 | 0 | 0 | 0 | 0 | 0 | 0 | 0 | 0 | 0 | 0 | 0
2019-02-25 05:00 | 43521.2083 | 0 | 0 | 0 | 0 | 0 | 0 | 0 | 0 | 0 | 0 | 0 | 0
2019-02-25 06:00 | 43521.25 | 0 | 0 | 0 | 0 | 0 | 0 | 0 | 0 | 0 | 0 | 0 | 0
2019-02-25 07:00 | 43521.2917 | 0 | 0 | 0 | 0 | 0 | 0 | 0 | 0 | 0 | 0 | 0 | 0
2019-02-25 08:00 | 43521.3333 | 0.0052027 | 0.0069369 | 0.0086711 | 0.010405 | 0.01214 | 0.013874 | 0.015608 | 0.017342 | 0.019076 | 0.020811 | 0.022545 | 0.024279
2019-02-25 09:00 | 43521.375 | 0.067068 | 0.089425 | 0.11178 | 0.13414 | 0.15649 | 0.17885 | 0.20121 | 0.22356 | 0.24592 | 0.26827 | 0.29063 | 0.31299
2019-02-25 10:00 | 43521.4167 | 0.10928 | 0.1457 | 0.18213 | 0.21856 | 0.25498 | 0.29141 | 0.32783 | 0.36426 | 0.40069 | 0.43711 | 0.47354 | 0.50996
2019-02-25 11:00 | 43521.4583 | 0.13974 | 0.18632 | 0.2329 | 0.27949 | 0.32607 | 0.37265 | 0.41923 | 0.46581 | 0.51239 | 0.55897 | 0.60555 | 0.65213
2019-02-25 12:00 | 43521.5 | 0.11139 | 0.14852 | 0.18565 | 0.22278 | 0.25991 | 0.29704 | 0.33417 | 0.3713 | 0.40843 | 0.44556 | 0.48269 | 0.51982
2019-02-25 13:00 | 43521.5417 | 1.3374 | 1.7832 | 2.229 | 2.6748 | 3.1206 | 3.5664 | 4.0122 | 4.458 | 4.9038 | 5.3496 | 5.7953 | 6.2411
2019-02-25 14:00 | 43521.5833 | 1.2039 | 1.6052 | 2.0065 | 2.4078 | 2.8091 | 3.2104 | 3.6117 | 4.013 | 4.4143 | 4.8156 | 5.2169 | 5.6182
2019-02-25 15:00 | 43521.625 | 1.0787 | 1.4382 | 1.7978 | 2.1573 | 2.5169 | 2.8764 | 3.236 | 3.5955 | 3.9551 | 4.3147 | 4.6742 | 5.0338
2019-02-25 16:00 | 43521.6667 | 0.78705 | 1.0494 | 1.3117 | 1.5741 | 1.8364 | 2.0988 | 2.3611 | 2.6235 | 2.8858 | 3.1482 | 3.4105 | 3.6729
2019-02-25 17:00 | 43521.7083 | 0.4634 | 0.61787 | 0.77234 | 0.9268 | 1.0813 | 1.2357 | 1.3902 | 1.5447 | 1.6991 | 1.8536 | 2.0081 | 2.1625
2019-02-25 18:00 | 43521.75 | 0.12243 | 0.16324 | 0.20405 | 0.24486 | 0.28567 | 0.32648 | 0.3673 | 0.40811 | 0.44892 | 0.48973 | 0.53054 | 0.57135
2019-02-25 19:00 | 43521.7917 | 0 | 0 | 0 | 0 | 0 | 0 | 0 | 0 | 0 | 0 | 0 | 0
2019-02-25 20:00 | 43521.8333 | 0 | 0 | 0 | 0 | 0 | 0 | 0 | 0 | 0 | 0 | 0 | 0
2019-02-25 21:00 | 43521.875 | 0 | 0 | 0 | 0 | 0 | 0 | 0 | 0 | 0 | 0 | 0 | 0
2019-02-25 22:00 | 43521.9167 | 0 | 0 | 0 | 0 | 0 | 0 | 0 | 0 | 0 | 0 | 0 | 0
2019-02-25 23:00 | 43521.9583 | 0 | 0 | 0 | 0 | 0 | 0 | 0 | 0 | 0 | 0 | 0 | 0
2019-02-26 | 43522 | 0 | 0 | 0 | 0 | 0 | 0 | 0 | 0 | 0 | 0 | 0 | 0
2019-02-26 01:00 | 43522.0417 | 0 | 0 | 0 | 0 | 0 | 0 | 0 | 0 | 0 | 0 | 0 | 0
2019-02-26 02:00 | 43522.0833 | 0 | 0 | 0 | 0 | 0 | 0 | 0 | 0 | 0 | 0 | 0 | 0
2019-02-26 03:00 | 43522.125 | 0 | 0 | 0 | 0 | 0 | 0 | 0 | 0 | 0 | 0 | 0 | 0
2019-02-26 04:00 | 43522.1667 | 0 | 0 | 0 | 0 | 0 | 0 | 0 | 0 | 0 | 0 | 0 | 0
2019-02-26 05:00 | 43522.2083 | 0 | 0 | 0 | 0 | 0 | 0 | 0 | 0 | 0 | 0 | 0 | 0
2019-02-26 06:00 | 43522.25 | 0 | 0 | 0 | 0 | 0 | 0 | 0 | 0 | 0 | 0 | 0 | 0
2019-02-26 07:00 | 43522.2917 | 0 | 0 | 0 | 0 | 0 | 0 | 0 | 0 | 0 | 0 | 0 | 0
2019-02-26 08:00 | 43522.3333 | 0.028443 | 0.037923 | 0.047404 | 0.056885 | 0.066366 | 0.075847 | 0.085328 | 0.094808 | 0.10429 | 0.11377 | 0.12325 | 0.13273
2019-02-26 09:00 | 43522.375 | 0.42363 | 0.56484 | 0.70604 | 0.84725 | 0.98846 | 1.1297 | 1.2709 | 1.4121 | 1.5533 | 1.6945 | 1.8357 | 1.9769
2019-02-26 10:00 | 43522.4167 | 0.83025 | 1.107 | 1.3837 | 1.6605 | 1.9372 | 2.214 | 2.4907 | 2.7675 | 3.0442 | 3.321 | 3.5977 | 3.8745
2019-02-26 11:00 | 43522.4583 | 0.88799 | 1.184 | 1.48 | 1.776 | 2.072 | 2.368 | 2.664 | 2.96 | 3.256 | 3.552 | 3.848 | 4.144
2019-02-26 12:00 | 43522.5 | 1.255 | 1.6734 | 2.0917 | 2.51 | 2.9284 | 3.3467 | 3.7651 | 4.1834 | 4.6017 | 5.0201 | 5.4384 | 5.8568
2019-02-26 13:00 | 43522.5417 | 1.7867 | 2.3822 | 2.9778 | 3.5733 | 4.1689 | 4.7644 | 5.36 | 5.9556 | 6.5511 | 7.1467 | 7.7422 | 8.3378
2019-02-26 14:00 | 43522.5833 | 1.4641 | 1.9522 | 2.4402 | 2.9282 | 3.4163 | 3.9043 | 4.3924 | 4.8804 | 5.3685 | 5.8565 | 6.3445 | 6.8326
2019-02-26 15:00 | 43522.625 | 1.5716 | 2.0955 | 2.6193 | 3.1432 | 3.667 | 4.1909 | 4.7148 | 5.2386 | 5.7625 | 6.2864 | 6.8102 | 7.3341
2019-02-26 16:00 | 43522.6667 | 1.3155 | 1.754 | 2.1925 | 2.631 | 3.0695 | 3.508 | 3.9464 | 4.3849 | 4.8234 | 5.2619 | 5.7004 | 6.1389
2019-02-26 17:00 | 43522.7083 | 0.95041 | 1.2672 | 1.584 | 1.9008 | 2.2176 | 2.5344 | 2.8512 | 3.168 | 3.4848 | 3.8016 | 4.1184 | 4.4352
2019-02-26 18:00 | 43522.75 | 0.37849 | 0.50466 | 0.63082 | 0.75698 | 0.88315 | 1.0093 | 1.1355 | 1.2616 | 1.3878 | 1.514 | 1.6401 | 1.7663
2019-02-26 19:00 | 43522.7917 | 0 | 0 | 0 | 0 | 0 | 0 | 0 | 0 | 0 | 0 | 0 | 0
2019-02-26 20:00 | 43522.8333 | 0 | 0 | 0 | 0 | 0 | 0 | 0 | 0 | 0 | 0 | 0 | 0
2019-02-26 21:00 | 43522.875 | 0 | 0 | 0 | 0 | 0 | 0 | 0 | 0 | 0 | 0 | 0 | 0
2019-02-26 22:00 | 43522.9167 | 0 | 0 | 0 | 0 | 0 | 0 | 0 | 0 | 0 | 0 | 0 | 0
2019-02-26 23:00 | 43522.9583 | 0 | 0 | 0 | 0 | 0 | 0 | 0 | 0 | 0 | 0 | 0 | 0
2019-02-27 | 43523 | 0 | 0 | 0 | 0 | 0 | 0 | 0 | 0 | 0 | 0 | 0 | 0
2019-02-27 01:00 | 43523.0417 | 0 | 0 | 0 | 0 | 0 | 0 | 0 | 0 | 0 | 0 | 0 | 0
2019-02-27 02:00 | 43523.0833 | 0 | 0 | 0 | 0 | 0 | 0 | 0 | 0 | 0 | 0 | 0 | 0
2019-02-27 03:00 | 43523.125 | 0 | 0 | 0 | 0 | 0 | 0 | 0 | 0 | 0 | 0 | 0 | 0
2019-02-27 04:00 | 43523.1667 | 0 | 0 | 0 | 0 | 0 | 0 | 0 | 0 | 0 | 0 | 0 | 0
2019-02-27 05:00 | 43523.2083 | 0 | 0 | 0 | 0 | 0 | 0 | 0 | 0 | 0 | 0 | 0 | 0
2019-02-27 06:00 | 43523.25 | 0 | 0 | 0 | 0 | 0 | 0 | 0 | 0 | 0 | 0 | 0 | 0
2019-02-27 07:00 | 43523.2917 | 0 | 0 | 0 | 0 | 0 | 0 | 0 | 0 | 0 | 0 | 0 | 0
2019-02-27 08:00 | 43523.3333 | 0.04149 | 0.05532 | 0.06915 | 0.082979 | 0.096809 | 0.11064 | 0.12447 | 0.1383 | 0.15213 | 0.16596 | 0.17979 | 0.19362
2019-02-27 09:00 | 43523.375 | 0.68762 | 0.91682 | 1.146 | 1.3752 | 1.6044 | 1.8336 | 2.0629 | 2.2921 | 2.5213 | 2.7505 | 2.9797 | 3.2089
2019-02-27 10:00 | 43523.4167 | 1.3815 | 1.842 | 2.3025 | 2.763 | 3.2235 | 3.684 | 4.1445 | 4.605 | 5.0655 | 5.526 | 5.9865 | 6.447
2019-02-27 11:00 | 43523.4583 | 1.9938 | 2.6584 | 3.323 | 3.9876 | 4.6521 | 5.3167 | 5.9813 | 6.6459 | 7.3105 | 7.9751 | 8.6397 | 9.3043
2019-02-27 12:00 | 43523.5 | 1.9427 | 2.5903 | 3.2379 | 3.8855 | 4.533 | 5.1806 | 5.8282 | 6.4758 | 7.1233 | 7.7709 | 8.4185 | 9.0661
2019-02-27 13:00 | 43523.5417 | 1.8049 | 2.4065 | 3.0081 | 3.6097 | 4.2113 | 4.813 | 5.4146 | 6.0162 | 6.6178 | 7.2194 | 7.8211 | 8.4227
2019-02-27 14:00 | 43523.5833 | 1.9738 | 2.6317 | 3.2897 | 3.9476 | 4.6055 | 5.2635 | 5.9214 | 6.5793 | 7.2373 | 7.8952 | 8.5531 | 9.2111
2019-02-27 15:00 | 43523.625 | 1.7542 | 2.3389 | 2.9237 | 3.5084 | 4.0931 | 4.6779 | 5.2626 | 5.8473 | 6.4321 | 7.0168 | 7.6015 | 8.1863
2019-02-27 16:00 | 43523.6667 | 1.0667 | 1.4223 | 1.7778 | 2.1334 | 2.4889 | 2.8445 | 3.2001 | 3.5556 | 3.9112 | 4.2668 | 4.6223 | 4.9779
2019-02-27 17:00 | 43523.7083 | 0.49338 | 0.65784 | 0.8223 | 0.98676 | 1.1512 | 1.3157 | 1.4801 | 1.6446 | 1.8091 | 1.9735 | 2.138 | 2.3025
2019-02-27 18:00 | 43523.75 | 0.30071 | 0.40094 | 0.50118 | 0.60141 | 0.70165 | 0.80188 | 0.90212 | 1.0024 | 1.1026 | 1.2028 | 1.3031 | 1.4033
2019-02-27 19:00 | 43523.7917 | 0 | 0 | 0 | 0 | 0 | 0 | 0 | 0 | 0 | 0 | 0 | 0
2019-02-27 20:00 | 43523.8333 | 0 | 0 | 0 | 0 | 0 | 0 | 0 | 0 | 0 | 0 | 0 | 0
2019-02-27 21:00 | 43523.875 | 0 | 0 | 0 | 0 | 0 | 0 | 0 | 0 | 0 | 0 | 0 | 0
2019-02-27 22:00 | 43523.9167 | 0 | 0 | 0 | 0 | 0 | 0 | 0 | 0 | 0 | 0 | 0 | 0
2019-02-27 23:00 | 43523.9583 | 0 | 0 | 0 | 0 | 0 | 0 | 0 | 0 | 0 | 0 | 0 | 0
2019-02-28 | 43524 | 0 | 0 | 0 | 0 | 0 | 0 | 0 | 0 | 0 | 0 | 0 | 0
2019-02-28 01:00 | 43524.0417 | 0 | 0 | 0 | 0 | 0 | 0 | 0 | 0 | 0 | 0 | 0 | 0
2019-02-28 02:00 | 43524.0833 | 0 | 0 | 0 | 0 | 0 | 0 | 0 | 0 | 0 | 0 | 0 | 0
2019-02-28 03:00 | 43524.125 | 0 | 0 | 0 | 0 | 0 | 0 | 0 | 0 | 0 | 0 | 0 | 0
2019-02-28 04:00 | 43524.1667 | 0 | 0 | 0 | 0 | 0 | 0 | 0 | 0 | 0 | 0 | 0 | 0
2019-02-28 05:00 | 43524.2083 | 0 | 0 | 0 | 0 | 0 | 0 | 0 | 0 | 0 | 0 | 0 | 0
2019-02-28 06:00 | 43524.25 | 0 | 0 | 0 | 0 | 0 | 0 | 0 | 0 | 0 | 0 | 0 | 0
2019-02-28 07:00 | 43524.2917 | 0 | 0 | 0 | 0 | 0 | 0 | 0 | 0 | 0 | 0 | 0 | 0
2019-02-28 08:00 | 43524.3333 | 0.026478 | 0.035304 | 0.04413 | 0.052956 | 0.061782 | 0.070608 | 0.079433 | 0.088259 | 0.097085 | 0.10591 | 0.11474 | 0.12356
2019-02-28 09:00 | 43524.375 | 0.71137 | 0.9485 | 1.1856 | 1.4227 | 1.6599 | 1.897 | 2.1341 | 2.3712 | 2.6084 | 2.8455 | 3.0826 | 3.3197
2019-02-28 10:00 | 43524.4167 | 0.70343 | 0.93791 | 1.1724 | 1.4069 | 1.6413 | 1.8758 | 2.1103 | 2.3448 | 2.5792 | 2.8137 | 3.0482 | 3.2827
2019-02-28 11:00 | 43524.4583 | 1.8694 | 2.4926 | 3.1157 | 3.7389 | 4.362 | 4.9852 | 5.6083 | 6.2315 | 6.8546 | 7.4778 | 8.1009 | 8.7241
2019-02-28 12:00 | 43524.5 | 1.0498 | 1.3998 | 1.7497 | 2.0997 | 2.4496 | 2.7996 | 3.1495 | 3.4995 | 3.8494 | 4.1994 | 4.5493 | 4.8993
2019-02-28 13:00 | 43524.5417 | 2.2622 | 3.0163 | 3.7704 | 4.5244 | 5.2785 | 6.0326 | 6.7867 | 7.5407 | 8.2948 | 9.0489 | 9.8029 | 10.557
2019-02-28 14:00 | 43524.5833 | 1.1071 | 1.4762 | 1.8452 | 2.2143 | 2.5833 | 2.9524 | 3.3214 | 3.6904 | 4.0595 | 4.4285 | 4.7976 | 5.1666
2019-02-28 15:00 | 43524.625 | 1.1034 | 1.4712 | 1.839 | 2.2068 | 2.5746 | 2.9424 | 3.3102 | 3.678 | 4.0458 | 4.4137 | 4.7815 | 5.1493
2019-02-28 16:00 | 43524.6667 | 0.41269 | 0.55025 | 0.68781 | 0.82537 | 0.96293 | 1.1005 | 1.2381 | 1.3756 | 1.5132 | 1.6507 | 1.7883 | 1.9259
2019-02-28 17:00 | 43524.7083 | 0.40585 | 0.54113 | 0.67642 | 0.8117 | 0.94698 | 1.0823 | 1.2176 | 1.3528 | 1.4881 | 1.6234 | 1.7587 | 1.894
2019-02-28 18:00 | 43524.75 | 0.087607 | 0.11681 | 0.14601 | 0.17521 | 0.20442 | 0.23362 | 0.26282 | 0.29202 | 0.32123 | 0.35043 | 0.37963 | 0.40883
2019-02-28 19:00 | 43524.7917 | 0 | 0 | 0 | 0 | 0 | 0 | 0 | 0 | 0 | 0 | 0 | 0
2019-02-28 20:00 | 43524.8333 | 0 | 0 | 0 | 0 | 0 | 0 | 0 | 0 | 0 | 0 | 0 | 0
2019-02-28 21:00 | 43524.875 | 0 | 0 | 0 | 0 | 0 | 0 | 0 | 0 | 0 | 0 | 0 | 0
2019-02-28 22:00 | 43524.9167 | 0 | 0 | 0 | 0 | 0 | 0 | 0 | 0 | 0 | 0 | 0 | 0
2019-02-28 23:00 | 43524.9583 | 0 | 0 | 0 | 0 | 0 | 0 | 0 | 0 | 0 | 0 | 0 | 0
2019-03-01 | 43525 | 0 | 0 | 0 | 0 | 0 | 0 | 0 | 0 | 0 | 0 | 0 | 0
2019-03-01 01:00 | 43525.0417 | 0 | 0 | 0 | 0 | 0 | 0 | 0 | 0 | 0 | 0 | 0 | 0
2019-03-01 02:00 | 43525.0833 | 0 | 0 | 0 | 0 | 0 | 0 | 0 | 0 | 0 | 0 | 0 | 0
2019-03-01 03:00 | 43525.125 | 0 | 0 | 0 | 0 | 0 | 0 | 0 | 0 | 0 | 0 | 0 | 0
2019-03-01 04:00 | 43525.1667 | 0 | 0 | 0 | 0 | 0 | 0 | 0 | 0 | 0 | 0 | 0 | 0
2019-03-01 05:00 | 43525.2083 | 0 | 0 | 0 | 0 | 0 | 0 | 0 | 0 | 0 | 0 | 0 | 0
2019-03-01 06:00 | 43525.25 | 0 | 0 | 0 | 0 | 0 | 0 | 0 | 0 | 0 | 0 | 0 | 0
2019-03-01 07:00 | 43525.2917 | 0 | 0 | 0 | 0 | 0 | 0 | 0 | 0 | 0 | 0 | 0 | 0
2019-03-01 08:00 | 43525.3333 | 0.0072779 | 0.0097038 | 0.01213 | 0.014556 | 0.016982 | 0.019408 | 0.021834 | 0.02426 | 0.026686 | 0.029111 | 0.031537 | 0.033963
2019-03-01 09:00 | 43525.375 | 0.32082 | 0.42775 | 0.53469 | 0.64163 | 0.74857 | 0.85551 | 0.96245 | 1.0694 | 1.1763 | 1.2833 | 1.3902 | 1.4971
2019-03-01 10:00 | 43525.4167 | 1.2093 | 1.6124 | 2.0155 | 2.4187 | 2.8218 | 3.2249 | 3.628 | 4.0311 | 4.4342 | 4.8373 | 5.2404 | 5.6435
2019-03-01 11:00 | 43525.4583 | 2.0163 | 2.6884 | 3.3605 | 4.0326 | 4.7047 | 5.3768 | 6.0489 | 6.721 | 7.3931 | 8.0652 | 8.7374 | 9.4095
2019-03-01 12:00 | 43525.5 | 2.2686 | 3.0249 | 3.7811 | 4.5373 | 5.2935 | 6.0497 | 6.8059 | 7.5622 | 8.3184 | 9.0746 | 9.8308 | 10.587
2019-03-01 13:00 | 43525.5417 | 1.5242 | 2.0323 | 2.5403 | 3.0484 | 3.5564 | 4.0645 | 4.5726 | 5.0806 | 5.5887 | 6.0968 | 6.6048 | 7.1129
2019-03-01 14:00 | 43525.5833 | 2.4758 | 3.3011 | 4.1264 | 4.9517 | 5.777 | 6.6022 | 7.4275 | 8.2528 | 9.0781 | 9.9033 | 10.7286 | 11.5539
2019-03-01 15:00 | 43525.625 | 1.0441 | 1.3921 | 1.7401 | 2.0881 | 2.4361 | 2.7842 | 3.1322 | 3.4802 | 3.8282 | 4.1762 | 4.5242 | 4.8723
2019-03-01 16:00 | 43525.6667 | 0.76459 | 1.0195 | 1.2743 | 1.5292 | 1.784 | 2.0389 | 2.2938 | 2.5486 | 2.8035 | 3.0584 | 3.3132 | 3.5681
2019-03-01 17:00 | 43525.7083 | 0.27 | 0.36001 | 0.45001 | 0.54001 | 0.63001 | 0.72001 | 0.81001 | 0.90001 | 0.99001 | 1.08 | 1.17 | 1.26
2019-03-01 18:00 | 43525.75 | 0.010633 | 0.014178 | 0.017722 | 0.021267 | 0.024811 | 0.028356 | 0.0319 | 0.035444 | 0.038989 | 0.042533 | 0.046078 | 0.049622
2019-03-01 19:00 | 43525.7917 | 0 | 0 | 0 | 0 | 0 | 0 | 0 | 0 | 0 | 0 | 0 | 0
2019-03-01 20:00 | 43525.8333 | 0 | 0 | 0 | 0 | 0 | 0 | 0 | 0 | 0 | 0 | 0 | 0
2019-03-01 21:00 | 43525.875 | 0 | 0 | 0 | 0 | 0 | 0 | 0 | 0 | 0 | 0 | 0 | 0
2019-03-01 22:00 | 43525.9167 | 0 | 0 | 0 | 0 | 0 | 0 | 0 | 0 | 0 | 0 | 0 | 0
2019-03-01 23:00 | 43525.9583 | 0 | 0 | 0 | 0 | 0 | 0 | 0 | 0 | 0 | 0 | 0 | 0
2019-03-02 | 43526 | 0 | 0 | 0 | 0 | 0 | 0 | 0 | 0 | 0 | 0 | 0 | 0
2019-03-02 01:00 | 43526.0417 | 0 | 0 | 0 | 0 | 0 | 0 | 0 | 0 | 0 | 0 | 0 | 0
2019-03-02 02:00 | 43526.0833 | 0 | 0 | 0 | 0 | 0 | 0 | 0 | 0 | 0 | 0 | 0 | 0
2019-03-02 03:00 | 43526.125 | 0 | 0 | 0 | 0 | 0 | 0 | 0 | 0 | 0 | 0 | 0 | 0
2019-03-02 04:00 | 43526.1667 | 0 | 0 | 0 | 0 | 0 | 0 | 0 | 0 | 0 | 0 | 0 | 0
2019-03-02 05:00 | 43526.2083 | 0 | 0 | 0 | 0 | 0 | 0 | 0 | 0 | 0 | 0 | 0 | 0
2019-03-02 06:00 | 43526.25 | 0 | 0 | 0 | 0 | 0 | 0 | 0 | 0 | 0 | 0 | 0 | 0
2019-03-02 07:00 | 43526.2917 | 0 | 0 | 0 | 0 | 0 | 0 | 0 | 0 | 0 | 0 | 0 | 0
2019-03-02 08:00 | 43526.3333 | 0.0072278 | 0.009637 | 0.012046 | 0.014456 | 0.016865 | 0.019274 | 0.021683 | 0.024093 | 0.026502 | 0.028911 | 0.03132 | 0.03373
2019-03-02 09:00 | 43526.375 | 0.11987 | 0.15983 | 0.19978 | 0.23974 | 0.2797 | 0.31965 | 0.35961 | 0.39956 | 0.43952 | 0.47948 | 0.51943 | 0.55939
2019-03-02 10:00 | 43526.4167 | 0.25069 | 0.33425 | 0.41781 | 0.50137 | 0.58493 | 0.66849 | 0.75206 | 0.83562 | 0.91918 | 1.0027 | 1.0863 | 1.1699
2019-03-02 11:00 | 43526.4583 | 0.39087 | 0.52116 | 0.65145 | 0.78173 | 0.91202 | 1.0423 | 1.1726 | 1.3029 | 1.4332 | 1.5635 | 1.6938 | 1.824
2019-03-02 12:00 | 43526.5 | 0.48547 | 0.6473 | 0.80912 | 0.97095 | 1.1328 | 1.2946 | 1.4564 | 1.6182 | 1.7801 | 1.9419 | 2.1037 | 2.2655
2019-03-02 13:00 | 43526.5417 | 0.53402 | 0.71202 | 0.89003 | 1.068 | 1.246 | 1.424 | 1.602 | 1.7801 | 1.9581 | 2.1361 | 2.3141 | 2.4921
2019-03-02 14:00 | 43526.5833 | 0.53515 | 0.71353 | 0.89191 | 1.0703 | 1.2487 | 1.4271 | 1.6054 | 1.7838 | 1.9622 | 2.1406 | 2.319 | 2.4974
2019-03-02 15:00 | 43526.625 | 0.4587 | 0.61161 | 0.76451 | 0.91741 | 1.0703 | 1.2232 | 1.3761 | 1.529 | 1.6819 | 1.8348 | 1.9877 | 2.1406
2019-03-02 16:00 | 43526.6667 | 0.36767 | 0.49023 | 0.61279 | 0.73535 | 0.85791 | 0.98046 | 1.103 | 1.2256 | 1.3481 | 1.4707 | 1.5933 | 1.7158
2019-03-02 17:00 | 43526.7083 | 0.21403 | 0.28537 | 0.35671 | 0.42806 | 0.4994 | 0.57074 | 0.64208 | 0.71343 | 0.78477 | 0.85611 | 0.92745 | 0.9988
2019-03-02 18:00 | 43526.75 | 0.06525 | 0.086999 | 0.10875 | 0.1305 | 0.15225 | 0.174 | 0.19575 | 0.2175 | 0.23925 | 0.261 | 0.28275 | 0.3045
2019-03-02 19:00 | 43526.7917 | 0 | 0 | 0 | 0 | 0 | 0 | 0 | 0 | 0 | 0 | 0 | 0
2019-03-02 20:00 | 43526.8333 | 0 | 0 | 0 | 0 | 0 | 0 | 0 | 0 | 0 | 0 | 0 | 0
2019-03-02 21:00 | 43526.875 | 0 | 0 | 0 | 0 | 0 | 0 | 0 | 0 | 0 | 0 | 0 | 0
2019-03-02 22:00 | 43526.9167 | 0 | 0 | 0 | 0 | 0 | 0 | 0 | 0 | 0 | 0 | 0 | 0
2019-03-02 23:00 | 43526.9583 | 0 | 0 | 0 | 0 | 0 | 0 | 0 | 0 | 0 | 0 | 0 | 0
2019-03-03 | 43527 | 0 | 0 | 0 | 0 | 0 | 0 | 0 | 0 | 0 | 0 | 0 | 0
2019-03-03 01:00 | 43527.0417 | 0 | 0 | 0 | 0 | 0 | 0 | 0 | 0 | 0 | 0 | 0 | 0
2019-03-03 02:00 | 43527.0833 | 0 | 0 | 0 | 0 | 0 | 0 | 0 | 0 | 0 | 0 | 0 | 0
2019-03-03 03:00 | 43527.125 | 0 | 0 | 0 | 0 | 0 | 0 | 0 | 0 | 0 | 0 | 0 | 0
2019-03-03 04:00 | 43527.1667 | 0 | 0 | 0 | 0 | 0 | 0 | 0 | 0 | 0 | 0 | 0 | 0
2019-03-03 05:00 | 43527.2083 | 0 | 0 | 0 | 0 | 0 | 0 | 0 | 0 | 0 | 0 | 0 | 0
2019-03-03 06:00 | 43527.25 | 0 | 0 | 0 | 0 | 0 | 0 | 0 | 0 | 0 | 0 | 0 | 0
2019-03-03 07:00 | 43527.2917 | 0 | 0 | 0 | 0 | 0 | 0 | 0 | 0 | 0 | 0 | 0 | 0
2019-03-03 08:00 | 43527.3333 | 0.013829 | 0.018439 | 0.023049 | 0.027658 | 0.032268 | 0.036878 | 0.041488 | 0.046097 | 0.050707 | 0.055317 | 0.059927 | 0.064536
2019-03-03 09:00 | 43527.375 | 0.2446 | 0.32614 | 0.40767 | 0.4892 | 0.57074 | 0.65227 | 0.7338 | 0.81534 | 0.89687 | 0.97841 | 1.0599 | 1.1415
2019-03-03 10:00 | 43527.4167 | 0.3442 | 0.45894 | 0.57367 | 0.6884 | 0.80314 | 0.91787 | 1.0326 | 1.1473 | 1.2621 | 1.3768 | 1.4915 | 1.6063
2019-03-03 11:00 | 43527.4583 | 0.51385 | 0.68514 | 0.85642 | 1.0277 | 1.199 | 1.3703 | 1.5416 | 1.7128 | 1.8841 | 2.0554 | 2.2267 | 2.398
2019-03-03 12:00 | 43527.5 | 0.65776 | 0.87701 | 1.0963 | 1.3155 | 1.5348 | 1.754 | 1.9733 | 2.1925 | 2.4118 | 2.631 | 2.8503 | 3.0695
2019-03-03 13:00 | 43527.5417 | 0.50858 | 0.67811 | 0.84764 | 1.0172 | 1.1867 | 1.3562 | 1.5257 | 1.6953 | 1.8648 | 2.0343 | 2.2039 | 2.3734
2019-03-03 14:00 | 43527.5833 | 0.38101 | 0.50802 | 0.63502 | 0.76202 | 0.88903 | 1.016 | 1.143 | 1.27 | 1.397 | 1.524 | 1.6511 | 1.7781
2019-03-03 15:00 | 43527.625 | 0.45562 | 0.6075 | 0.75937 | 0.91125 | 1.0631 | 1.215 | 1.3669 | 1.5187 | 1.6706 | 1.8225 | 1.9744 | 2.1262
2019-03-03 16:00 | 43527.6667 | 0.32335 | 0.43113 | 0.53891 | 0.64669 | 0.75448 | 0.86226 | 0.97004 | 1.0778 | 1.1856 | 1.2934 | 1.4012 | 1.509
2019-03-03 17:00 | 43527.7083 | 0.18364 | 0.24486 | 0.30607 | 0.36729 | 0.4285 | 0.48972 | 0.55093 | 0.61215 | 0.67336 | 0.73458 | 0.79579 | 0.85701
2019-03-03 18:00 | 43527.75 | 0.026978 | 0.035971 | 0.044963 | 0.053956 | 0.062949 | 0.071941 | 0.080934 | 0.089927 | 0.098919 | 0.10791 | 0.1169 | 0.1259
2019-03-03 19:00 | 43527.7917 | 0 | 0 | 0 | 0 | 0 | 0 | 0 | 0 | 0 | 0 | 0 | 0
2019-03-03 20:00 | 43527.8333 | 0 | 0 | 0 | 0 | 0 | 0 | 0 | 0 | 0 | 0 | 0 | 0
2019-03-03 21:00 | 43527.875 | 0 | 0 | 0 | 0 | 0 | 0 | 0 | 0 | 0 | 0 | 0 | 0
2019-03-03 22:00 | 43527.9167 | 0 | 0 | 0 | 0 | 0 | 0 | 0 | 0 | 0 | 0 | 0 | 0
2019-03-03 23:00 | 43527.9583 | 0 | 0 | 0 | 0 | 0 | 0 | 0 | 0 | 0 | 0 | 0 | 0
2019-03-04 | 43528 | 0 | 0 | 0 | 0 | 0 | 0 | 0 | 0 | 0 | 0 | 0 | 0
2019-03-04 01:00 | 43528.0417 | 0 | 0 | 0 | 0 | 0 | 0 | 0 | 0 | 0 | 0 | 0 | 0
2019-03-04 02:00 | 43528.0833 | 0 | 0 | 0 | 0 | 0 | 0 | 0 | 0 | 0 | 0 | 0 | 0
2019-03-04 03:00 | 43528.125 | 0 | 0 | 0 | 0 | 0 | 0 | 0 | 0 | 0 | 0 | 0 | 0
2019-03-04 04:00 | 43528.1667 | 0 | 0 | 0 | 0 | 0 | 0 | 0 | 0 | 0 | 0 | 0 | 0
2019-03-04 05:00 | 43528.2083 | 0 | 0 | 0 | 0 | 0 | 0 | 0 | 0 | 0 | 0 | 0 | 0
2019-03-04 06:00 | 43528.25 | 0 | 0 | 0 | 0 | 0 | 0 | 0 | 0 | 0 | 0 | 0 | 0
2019-03-04 07:00 | 43528.2917 | 0 | 0 | 0 | 0 | 0 | 0 | 0 | 0 | 0 | 0 | 0 | 0
2019-03-04 08:00 | 43528.3333 | 0.030404 | 0.040539 | 0.050674 | 0.060809 | 0.070943 | 0.081078 | 0.091213 | 0.10135 | 0.11148 | 0.12162 | 0.13175 | 0.14189
2019-03-04 09:00 | 43528.375 | 0.16484 | 0.21978 | 0.27473 | 0.32967 | 0.38462 | 0.43956 | 0.49451 | 0.54945 | 0.6044 | 0.65935 | 0.71429 | 0.76924
2019-03-04 10:00 | 43528.4167 | 0.36064 | 0.48085 | 0.60106 | 0.72127 | 0.84148 | 0.9617 | 1.0819 | 1.2021 | 1.3223 | 1.4425 | 1.5628 | 1.683
2019-03-04 11:00 | 43528.4583 | 0.51454 | 0.68605 | 0.85757 | 1.0291 | 1.2006 | 1.3721 | 1.5436 | 1.7151 | 1.8867 | 2.0582 | 2.2297 | 2.4012
2019-03-04 12:00 | 43528.5 | 0.88898 | 1.1853 | 1.4816 | 1.778 | 2.0743 | 2.3706 | 2.667 | 2.9633 | 3.2596 | 3.5559 | 3.8523 | 4.1486
2019-03-04 13:00 | 43528.5417 | 0.39032 | 0.52043 | 0.65053 | 0.78064 | 0.91075 | 1.0409 | 1.171 | 1.3011 | 1.4312 | 1.5613 | 1.6914 | 1.8215
2019-03-04 14:00 | 43528.5833 | 0.36037 | 0.48049 | 0.60061 | 0.72073 | 0.84086 | 0.96098 | 1.0811 | 1.2012 | 1.3213 | 1.4415 | 1.5616 | 1.6817
2019-03-04 15:00 | 43528.625 | 0.48066 | 0.64088 | 0.8011 | 0.96131 | 1.1215 | 1.2818 | 1.442 | 1.6022 | 1.7624 | 1.9226 | 2.0828 | 2.2431
2019-03-04 16:00 | 43528.6667 | 0.60508 | 0.80678 | 1.0085 | 1.2102 | 1.4119 | 1.6136 | 1.8152 | 2.0169 | 2.2186 | 2.4203 | 2.622 | 2.8237
2019-03-04 17:00 | 43528.7083 | 0.31976 | 0.42635 | 0.53294 | 0.63953 | 0.74611 | 0.8527 | 0.95929 | 1.0659 | 1.1725 | 1.2791 | 1.3856 | 1.4922
2019-03-04 18:00 | 43528.75 | 0.14694 | 0.19592 | 0.2449 | 0.29388 | 0.34286 | 0.39184 | 0.44083 | 0.48981 | 0.53879 | 0.58777 | 0.63675 | 0.68573
2019-03-04 19:00 | 43528.7917 | 0 | 0 | 0 | 0 | 0 | 0 | 0 | 0 | 0 | 0 | 0 | 0
2019-03-04 20:00 | 43528.8333 | 0 | 0 | 0 | 0 | 0 | 0 | 0 | 0 | 0 | 0 | 0 | 0
2019-03-04 21:00 | 43528.875 | 0 | 0 | 0 | 0 | 0 | 0 | 0 | 0 | 0 | 0 | 0 | 0
2019-03-04 22:00 | 43528.9167 | 0 | 0 | 0 | 0 | 0 | 0 | 0 | 0 | 0 | 0 | 0 | 0
2019-03-04 23:00 | 43528.9583 | 0 | 0 | 0 | 0 | 0 | 0 | 0 | 0 | 0 | 0 | 0 | 0
2019-03-05 | 43529 | 0 | 0 | 0 | 0 | 0 | 0 | 0 | 0 | 0 | 0 | 0 | 0
2019-03-05 01:00 | 43529.0417 | 0 | 0 | 0 | 0 | 0 | 0 | 0 | 0 | 0 | 0 | 0 | 0
2019-03-05 02:00 | 43529.0833 | 0 | 0 | 0 | 0 | 0 | 0 | 0 | 0 | 0 | 0 | 0 | 0
2019-03-05 03:00 | 43529.125 | 0 | 0 | 0 | 0 | 0 | 0 | 0 | 0 | 0 | 0 | 0 | 0
2019-03-05 04:00 | 43529.1667 | 0 | 0 | 0 | 0 | 0 | 0 | 0 | 0 | 0 | 0 | 0 | 0
2019-03-05 05:00 | 43529.2083 | 0 | 0 | 0 | 0 | 0 | 0 | 0 | 0 | 0 | 0 | 0 | 0
2019-03-05 06:00 | 43529.25 | 0 | 0 | 0 | 0 | 0 | 0 | 0 | 0 | 0 | 0 | 0 | 0
2019-03-05 07:00 | 43529.2917 | 0 | 0 | 0 | 0 | 0 | 0 | 0 | 0 | 0 | 0 | 0 | 0
2019-03-05 08:00 | 43529.3333 | 0.26367 | 0.35157 | 0.43946 | 0.52735 | 0.61524 | 0.70313 | 0.79102 | 0.87892 | 0.96681 | 1.0547 | 1.1426 | 1.2305
2019-03-05 09:00 | 43529.375 | 0.88 | 1.1733 | 1.4667 | 1.76 | 2.0533 | 2.3467 | 2.64 | 2.9333 | 3.2267 | 3.52 | 3.8133 | 4.1067
2019-03-05 10:00 | 43529.4167 | 1.516 | 2.0213 | 2.5266 | 3.032 | 3.5373 | 4.0426 | 4.548 | 5.0533 | 5.5586 | 6.064 | 6.5693 | 7.0746
2019-03-05 11:00 | 43529.4583 | 2.0217 | 2.6956 | 3.3695 | 4.0434 | 4.7173 | 5.3912 | 6.0651 | 6.739 | 7.4129 | 8.0868 | 8.7607 | 9.4346
2019-03-05 12:00 | 43529.5 | 2.3572 | 3.1429 | 3.9286 | 4.7143 | 5.5 | 6.2857 | 7.0715 | 7.8572 | 8.6429 | 9.4286 | 10.2143 | 11.0001
2019-03-05 13:00 | 43529.5417 | 2.4267 | 3.2357 | 4.0446 | 4.8535 | 5.6624 | 6.4713 | 7.2802 | 8.0892 | 8.8981 | 9.707 | 10.5159 | 11.3248
2019-03-05 14:00 | 43529.5833 | 2.3351 | 3.1135 | 3.8918 | 4.6702 | 5.4486 | 6.2269 | 7.0053 | 7.7837 | 8.562 | 9.3404 | 10.1188 | 10.8971
2019-03-05 15:00 | 43529.625 | 1.9959 | 2.6611 | 3.3264 | 3.9917 | 4.657 | 5.3223 | 5.9876 | 6.6528 | 7.3181 | 7.9834 | 8.6487 | 9.314
2019-03-05 16:00 | 43529.6667 | 1.5171 | 2.0228 | 2.5285 | 3.0342 | 3.5399 | 4.0456 | 4.5513 | 5.057 | 5.5627 | 6.0684 | 6.5741 | 7.0798
2019-03-05 17:00 | 43529.7083 | 0.93451 | 1.246 | 1.5575 | 1.869 | 2.1805 | 2.492 | 2.8035 | 3.115 | 3.4265 | 3.738 | 4.0495 | 4.361
2019-03-05 18:00 | 43529.75 | 0.3209 | 0.42786 | 0.53483 | 0.6418 | 0.74876 | 0.85573 | 0.9627 | 1.0697 | 1.1766 | 1.2836 | 1.3906 | 1.4975
2019-03-05 19:00 | 43529.7917 | 0 | 0 | 0 | 0 | 0 | 0 | 0 | 0 | 0 | 0 | 0 | 0
2019-03-05 20:00 | 43529.8333 | 0 | 0 | 0 | 0 | 0 | 0 | 0 | 0 | 0 | 0 | 0 | 0
2019-03-05 21:00 | 43529.875 | 0 | 0 | 0 | 0 | 0 | 0 | 0 | 0 | 0 | 0 | 0 | 0
2019-03-05 22:00 | 43529.9167 | 0 | 0 | 0 | 0 | 0 | 0 | 0 | 0 | 0 | 0 | 0 | 0
2019-03-05 23:00 | 43529.9583 | 0 | 0 | 0 | 0 | 0 | 0 | 0 | 0 | 0 | 0 | 0 | 0
2019-03-06 | 43530 | 0 | 0 | 0 | 0 | 0 | 0 | 0 | 0 | 0 | 0 | 0 | 0
2019-03-06 01:00 | 43530.0417 | 0 | 0 | 0 | 0 | 0 | 0 | 0 | 0 | 0 | 0 | 0 | 0
2019-03-06 02:00 | 43530.0833 | 0 | 0 | 0 | 0 | 0 | 0 | 0 | 0 | 0 | 0 | 0 | 0
2019-03-06 03:00 | 43530.125 | 0 | 0 | 0 | 0 | 0 | 0 | 0 | 0 | 0 | 0 | 0 | 0
2019-03-06 04:00 | 43530.1667 | 0 | 0 | 0 | 0 | 0 | 0 | 0 | 0 | 0 | 0 | 0 | 0
2019-03-06 05:00 | 43530.2083 | 0 | 0 | 0 | 0 | 0 | 0 | 0 | 0 | 0 | 0 | 0 | 0
2019-03-06 06:00 | 43530.25 | 0 | 0 | 0 | 0 | 0 | 0 | 0 | 0 | 0 | 0 | 0 | 0
2019-03-06 07:00 | 43530.2917 | 0 | 0 | 0 | 0 | 0 | 0 | 0 | 0 | 0 | 0 | 0 | 0
2019-03-06 08:00 | 43530.3333 | 0.28308 | 0.37744 | 0.4718 | 0.56616 | 0.66052 | 0.75488 | 0.84924 | 0.9436 | 1.038 | 1.1323 | 1.2267 | 1.321
2019-03-06 09:00 | 43530.375 | 0.90409 | 1.2055 | 1.5068 | 1.8082 | 2.1095 | 2.4109 | 2.7123 | 3.0136 | 3.315 | 3.6164 | 3.9177 | 4.2191
2019-03-06 10:00 | 43530.4167 | 1.568 | 2.0907 | 2.6134 | 3.136 | 3.6587 | 4.1814 | 4.704 | 5.2267 | 5.7494 | 6.272 | 6.7947 | 7.3174
2019-03-06 11:00 | 43530.4583 | 2.023 | 2.6974 | 3.3717 | 4.0461 | 4.7204 | 5.3947 | 6.0691 | 6.7434 | 7.4178 | 8.0921 | 8.7665 | 9.4408
2019-03-06 12:00 | 43530.5 | 2.3969 | 3.1959 | 3.9949 | 4.7939 | 5.5928 | 6.3918 | 7.1908 | 7.9898 | 8.7888 | 9.5877 | 10.3867 | 11.1857
2019-03-06 13:00 | 43530.5417 | 2.5653 | 3.4204 | 4.2755 | 5.1306 | 5.9858 | 6.8409 | 7.696 | 8.5511 | 9.4062 | 10.2613 | 11.1164 | 11.9715
2019-03-06 14:00 | 43530.5833 | 2.4983 | 3.3311 | 4.1639 | 4.9967 | 5.8295 | 6.6623 | 7.495 | 8.3278 | 9.1606 | 9.9934 | 10.8262 | 11.6589
2019-03-06 15:00 | 43530.625 | 2.2423 | 2.9898 | 3.7372 | 4.4847 | 5.2321 | 5.9795 | 6.727 | 7.4744 | 8.2219 | 8.9693 | 9.7168 | 10.4642
2019-03-06 16:00 | 43530.6667 | 1.7032 | 2.2709 | 2.8386 | 3.4063 | 3.974 | 4.5417 | 5.1095 | 5.6772 | 6.2449 | 6.8126 | 7.3803 | 7.948
2019-03-06 17:00 | 43530.7083 | 0.98803 | 1.3174 | 1.6467 | 1.9761 | 2.3054 | 2.6348 | 2.9641 | 3.2934 | 3.6228 | 3.9521 | 4.2815 | 4.6108
2019-03-06 18:00 | 43530.75 | 0.32508 | 0.43345 | 0.54181 | 0.65017 | 0.75853 | 0.86689 | 0.97525 | 1.0836 | 1.192 | 1.3003 | 1.4087 | 1.5171
2019-03-06 19:00 | 43530.7917 | 0 | 0 | 0 | 0 | 0 | 0 | 0 | 0 | 0 | 0 | 0 | 0
2019-03-06 20:00 | 43530.8333 | 0 | 0 | 0 | 0 | 0 | 0 | 0 | 0 | 0 | 0 | 0 | 0
2019-03-06 21:00 | 43530.875 | 0 | 0 | 0 | 0 | 0 | 0 | 0 | 0 | 0 | 0 | 0 | 0
2019-03-06 22:00 | 43530.9167 | 0 | 0 | 0 | 0 | 0 | 0 | 0 | 0 | 0 | 0 | 0 | 0
2019-03-06 23:00 | 43530.9583 | 0 | 0 | 0 | 0 | 0 | 0 | 0 | 0 | 0 | 0 | 0 | 0
2019-03-07 | 43531 | 0 | 0 | 0 | 0 | 0 | 0 | 0 | 0 | 0 | 0 | 0 | 0
2019-03-07 01:00 | 43531.0417 | 0 | 0 | 0 | 0 | 0 | 0 | 0 | 0 | 0 | 0 | 0 | 0
2019-03-07 02:00 | 43531.0833 | 0 | 0 | 0 | 0 | 0 | 0 | 0 | 0 | 0 | 0 | 0 | 0
2019-03-07 03:00 | 43531.125 | 0 | 0 | 0 | 0 | 0 | 0 | 0 | 0 | 0 | 0 | 0 | 0
2019-03-07 04:00 | 43531.1667 | 0 | 0 | 0 | 0 | 0 | 0 | 0 | 0 | 0 | 0 | 0 | 0
2019-03-07 05:00 | 43531.2083 | 0 | 0 | 0 | 0 | 0 | 0 | 0 | 0 | 0 | 0 | 0 | 0
2019-03-07 06:00 | 43531.25 | 0 | 0 | 0 | 0 | 0 | 0 | 0 | 0 | 0 | 0 | 0 | 0
2019-03-07 07:00 | 43531.2917 | 0 | 0 | 0 | 0 | 0 | 0 | 0 | 0 | 0 | 0 | 0 | 0
2019-03-07 08:00 | 43531.3333 | 0.31038 | 0.41385 | 0.51731 | 0.62077 | 0.72423 | 0.82769 | 0.93115 | 1.0346 | 1.1381 | 1.2415 | 1.345 | 1.4485
2019-03-07 09:00 | 43531.375 | 1.0416 | 1.3888 | 1.736 | 2.0832 | 2.4304 | 2.7776 | 3.1248 | 3.472 | 3.8192 | 4.1664 | 4.5136 | 4.8608
2019-03-07 10:00 | 43531.4167 | 1.7263 | 2.3017 | 2.8771 | 3.4525 | 4.028 | 4.6034 | 5.1788 | 5.7542 | 6.3297 | 6.9051 | 7.4805 | 8.0559
2019-03-07 11:00 | 43531.4583 | 2.2764 | 3.0352 | 3.794 | 4.5528 | 5.3116 | 6.0704 | 6.8292 | 7.588 | 8.3468 | 9.1056 | 9.8644 | 10.6232
2019-03-07 12:00 | 43531.5 | 2.4706 | 3.2942 | 4.1177 | 4.9413 | 5.7648 | 6.5883 | 7.4119 | 8.2354 | 9.059 | 9.8825 | 10.706 | 11.5296
2019-03-07 13:00 | 43531.5417 | 2.6647 | 3.553 | 4.4412 | 5.3294 | 6.2177 | 7.1059 | 7.9942 | 8.8824 | 9.7706 | 10.6589 | 11.5471 | 12.4354
2019-03-07 14:00 | 43531.5833 | 2.5236 | 3.3648 | 4.206 | 5.0472 | 5.8884 | 6.7296 | 7.5708 | 8.4121 | 9.2533 | 10.0945 | 10.9357 | 11.7769
2019-03-07 15:00 | 43531.625 | 2.1623 | 2.8831 | 3.6039 | 4.3247 | 5.0454 | 5.7662 | 6.487 | 7.2078 | 7.9285 | 8.6493 | 9.3701 | 10.0909
2019-03-07 16:00 | 43531.6667 | 1.7003 | 2.267 | 2.8338 | 3.4006 | 3.9673 | 4.5341 | 5.1008 | 5.6676 | 6.2343 | 6.8011 | 7.3679 | 7.9346
2019-03-07 17:00 | 43531.7083 | 1.1039 | 1.4719 | 1.8399 | 2.2078 | 2.5758 | 2.9438 | 3.3118 | 3.6797 | 4.0477 | 4.4157 | 4.7837 | 5.1516
2019-03-07 18:00 | 43531.75 | 0.41227 | 0.54969 | 0.68712 | 0.82454 | 0.96196 | 1.0994 | 1.2368 | 1.3742 | 1.5117 | 1.6491 | 1.7865 | 1.9239
2019-03-07 19:00 | 43531.7917 | 0.0014283 | 0.0019045 | 0.0023806 | 0.0028567 | 0.0033328 | 0.0038089 | 0.004285 | 0.0047611 | 0.0052372 | 0.0057134 | 0.0061895 | 0.0066656
2019-03-07 20:00 | 43531.8333 | 0 | 0 | 0 | 0 | 0 | 0 | 0 | 0 | 0 | 0 | 0 | 0
2019-03-07 21:00 | 43531.875 | 0 | 0 | 0 | 0 | 0 | 0 | 0 | 0 | 0 | 0 | 0 | 0
2019-03-07 22:00 | 43531.9167 | 0 | 0 | 0 | 0 | 0 | 0 | 0 | 0 | 0 | 0 | 0 | 0
2019-03-07 23:00 | 43531.9583 | 0 | 0 | 0 | 0 | 0 | 0 | 0 | 0 | 0 | 0 | 0 | 0
2019-03-08 | 43532 | 0 | 0 | 0 | 0 | 0 | 0 | 0 | 0 | 0 | 0 | 0 | 0
2019-03-08 01:00 | 43532.0417 | 0 | 0 | 0 | 0 | 0 | 0 | 0 | 0 | 0 | 0 | 0 | 0
2019-03-08 02:00 | 43532.0833 | 0 | 0 | 0 | 0 | 0 | 0 | 0 | 0 | 0 | 0 | 0 | 0
2019-03-08 03:00 | 43532.125 | 0 | 0 | 0 | 0 | 0 | 0 | 0 | 0 | 0 | 0 | 0 | 0
2019-03-08 04:00 | 43532.1667 | 0 | 0 | 0 | 0 | 0 | 0 | 0 | 0 | 0 | 0 | 0 | 0
2019-03-08 05:00 | 43532.2083 | 0 | 0 | 0 | 0 | 0 | 0 | 0 | 0 | 0 | 0 | 0 | 0
2019-03-08 06:00 | 43532.25 | 0 | 0 | 0 | 0 | 0 | 0 | 0 | 0 | 0 | 0 | 0 | 0
2019-03-08 07:00 | 43532.2917 | 0 | 0 | 0 | 0 | 0 | 0 | 0 | 0 | 0 | 0 | 0 | 0
2019-03-08 08:00 | 43532.3333 | 0.01225 | 0.016334 | 0.020417 | 0.024501 | 0.028584 | 0.032667 | 0.036751 | 0.040834 | 0.044918 | 0.049001 | 0.053085 | 0.057168
2019-03-08 09:00 | 43532.375 | 0.043589 | 0.058119 | 0.072648 | 0.087178 | 0.10171 | 0.11624 | 0.13077 | 0.1453 | 0.15983 | 0.17436 | 0.18889 | 0.20342
2019-03-08 10:00 | 43532.4167 | 0.077001 | 0.10267 | 0.12833 | 0.154 | 0.17967 | 0.20534 | 0.231 | 0.25667 | 0.28234 | 0.308 | 0.33367 | 0.35934
2019-03-08 11:00 | 43532.4583 | 0.10609 | 0.14145 | 0.17682 | 0.21218 | 0.24754 | 0.28291 | 0.31827 | 0.35363 | 0.389 | 0.42436 | 0.45972 | 0.49509
2019-03-08 12:00 | 43532.5 | 0.15214 | 0.20286 | 0.25357 | 0.30428 | 0.355 | 0.40571 | 0.45643 | 0.50714 | 0.55785 | 0.60857 | 0.65928 | 0.71
2019-03-08 13:00 | 43532.5417 | 1.4136 | 1.8847 | 2.3559 | 2.8271 | 3.2983 | 3.7695 | 4.2407 | 4.7119 | 5.1831 | 5.6542 | 6.1254 | 6.5966
2019-03-08 14:00 | 43532.5833 | 1.2868 | 1.7157 | 2.1447 | 2.5736 | 3.0025 | 3.4315 | 3.8604 | 4.2893 | 4.7183 | 5.1472 | 5.5761 | 6.005
2019-03-08 15:00 | 43532.625 | 1.1625 | 1.55 | 1.9375 | 2.325 | 2.7125 | 3.1 | 3.4875 | 3.875 | 4.2625 | 4.65 | 5.0375 | 5.425
2019-03-08 16:00 | 43532.6667 | 0.87022 | 1.1603 | 1.4504 | 1.7404 | 2.0305 | 2.3206 | 2.6107 | 2.9007 | 3.1908 | 3.4809 | 3.7709 | 4.061
2019-03-08 17:00 | 43532.7083 | 0.56248 | 0.74998 | 0.93747 | 1.125 | 1.3125 | 1.5 | 1.6874 | 1.8749 | 2.0624 | 2.2499 | 2.4374 | 2.6249
2019-03-08 18:00 | 43532.75 | 0.20143 | 0.26857 | 0.33571 | 0.40286 | 0.47 | 0.53714 | 0.60428 | 0.67143 | 0.73857 | 0.80571 | 0.87285 | 0.94
2019-03-08 19:00 | 43532.7917 | 0.0015886 | 0.0021181 | 0.0026477 | 0.0031772 | 0.0037067 | 0.0042363 | 0.0047658 | 0.0052953 | 0.0058249 | 0.0063544 | 0.0068839 | 0.0074135
2019-03-08 20:00 | 43532.8333 | 0 | 0 | 0 | 0 | 0 | 0 | 0 | 0 | 0 | 0 | 0 | 0
2019-03-08 21:00 | 43532.875 | 0 | 0 | 0 | 0 | 0 | 0 | 0 | 0 | 0 | 0 | 0 | 0
2019-03-08 22:00 | 43532.9167 | 0 | 0 | 0 | 0 | 0 | 0 | 0 | 0 | 0 | 0 | 0 | 0
2019-03-08 23:00 | 43532.9583 | 0 | 0 | 0 | 0 | 0 | 0 | 0 | 0 | 0 | 0 | 0 | 0
2019-03-09 | 43533 | 0 | 0 | 0 | 0 | 0 | 0 | 0 | 0 | 0 | 0 | 0 | 0
2019-03-09 01:00 | 43533.0417 | 0 | 0 | 0 | 0 | 0 | 0 | 0 | 0 | 0 | 0 | 0 | 0
2019-03-09 02:00 | 43533.0833 | 0 | 0 | 0 | 0 | 0 | 0 | 0 | 0 | 0 | 0 | 0 | 0
2019-03-09 03:00 | 43533.125 | 0 | 0 | 0 | 0 | 0 | 0 | 0 | 0 | 0 | 0 | 0 | 0
2019-03-09 04:00 | 43533.1667 | 0 | 0 | 0 | 0 | 0 | 0 | 0 | 0 | 0 | 0 | 0 | 0
2019-03-09 05:00 | 43533.2083 | 0 | 0 | 0 | 0 | 0 | 0 | 0 | 0 | 0 | 0 | 0 | 0
2019-03-09 06:00 | 43533.25 | 0 | 0 | 0 | 0 | 0 | 0 | 0 | 0 | 0 | 0 | 0 | 0
2019-03-09 07:00 | 43533.2917 | 0 | 0 | 0 | 0 | 0 | 0 | 0 | 0 | 0 | 0 | 0 | 0
2019-03-09 08:00 | 43533.3333 | 0.049507 | 0.066009 | 0.082512 | 0.099014 | 0.11552 | 0.13202 | 0.14852 | 0.16502 | 0.18153 | 0.19803 | 0.21453 | 0.23103
2019-03-09 09:00 | 43533.375 | 0.1821 | 0.2428 | 0.3035 | 0.3642 | 0.4249 | 0.4856 | 0.54631 | 0.60701 | 0.66771 | 0.72841 | 0.78911 | 0.84981
2019-03-09 10:00 | 43533.4167 | 0.10687 | 0.14249 | 0.17812 | 0.21374 | 0.24937 | 0.28499 | 0.32061 | 0.35624 | 0.39186 | 0.42748 | 0.46311 | 0.49873
2019-03-09 11:00 | 43533.4583 | 0.60219 | 0.80292 | 1.0037 | 1.2044 | 1.4051 | 1.6058 | 1.8066 | 2.0073 | 2.208 | 2.4088 | 2.6095 | 2.8102
2019-03-09 12:00 | 43533.5 | 1.4875 | 1.9833 | 2.4791 | 2.9749 | 3.4708 | 3.9666 | 4.4624 | 4.9582 | 5.4541 | 5.9499 | 6.4457 | 6.9415
2019-03-09 13:00 | 43533.5417 | 1.3698 | 1.8264 | 2.283 | 2.7395 | 3.1961 | 3.6527 | 4.1093 | 4.5659 | 5.0225 | 5.4791 | 5.9357 | 6.3923
2019-03-09 14:00 | 43533.5833 | 1.5446 | 2.0594 | 2.5743 | 3.0892 | 3.604 | 4.1189 | 4.6338 | 5.1486 | 5.6635 | 6.1783 | 6.6932 | 7.2081
2019-03-09 15:00 | 43533.625 | 1.2573 | 1.6764 | 2.0955 | 2.5146 | 2.9337 | 3.3528 | 3.7719 | 4.191 | 4.6101 | 5.0292 | 5.4483 | 5.8674
2019-03-09 16:00 | 43533.6667 | 1.0334 | 1.3779 | 1.7224 | 2.0669 | 2.4114 | 2.7558 | 3.1003 | 3.4448 | 3.7893 | 4.1338 | 4.4783 | 4.8227
2019-03-09 17:00 | 43533.7083 | 0.96801 | 1.2907 | 1.6133 | 1.936 | 2.2587 | 2.5813 | 2.904 | 3.2267 | 3.5494 | 3.872 | 4.1947 | 4.5174
2019-03-09 18:00 | 43533.75 | 0.49608 | 0.66144 | 0.82679 | 0.99215 | 1.1575 | 1.3229 | 1.4882 | 1.6536 | 1.8189 | 1.9843 | 2.1497 | 2.315
2019-03-09 19:00 | 43533.7917 | 0.005198 | 0.0069306 | 0.0086633 | 0.010396 | 0.012129 | 0.013861 | 0.015594 | 0.017327 | 0.019059 | 0.020792 | 0.022524 | 0.024257
2019-03-09 20:00 | 43533.8333 | 0 | 0 | 0 | 0 | 0 | 0 | 0 | 0 | 0 | 0 | 0 | 0
2019-03-09 21:00 | 43533.875 | 0 | 0 | 0 | 0 | 0 | 0 | 0 | 0 | 0 | 0 | 0 | 0
2019-03-09 22:00 | 43533.9167 | 0 | 0 | 0 | 0 | 0 | 0 | 0 | 0 | 0 | 0 | 0 | 0
2019-03-09 23:00 | 43533.9583 | 0 | 0 | 0 | 0 | 0 | 0 | 0 | 0 | 0 | 0 | 0 | 0
2019-03-10 | 43534 | 0 | 0 | 0 | 0 | 0 | 0 | 0 | 0 | 0 | 0 | 0 | 0
2019-03-10 01:00 | 43534.0417 | 0 | 0 | 0 | 0 | 0 | 0 | 0 | 0 | 0 | 0 | 0 | 0
2019-03-10 02:00 | 43534.0833 | 0 | 0 | 0 | 0 | 0 | 0 | 0 | 0 | 0 | 0 | 0 | 0
2019-03-10 03:00 | 43534.125 | 0 | 0 | 0 | 0 | 0 | 0 | 0 | 0 | 0 | 0 | 0 | 0
2019-03-10 04:00 | 43534.1667 | 0 | 0 | 0 | 0 | 0 | 0 | 0 | 0 | 0 | 0 | 0 | 0
2019-03-10 05:00 | 43534.2083 | 0 | 0 | 0 | 0 | 0 | 0 | 0 | 0 | 0 | 0 | 0 | 0
2019-03-10 06:00 | 43534.25 | 0 | 0 | 0 | 0 | 0 | 0 | 0 | 0 | 0 | 0 | 0 | 0
2019-03-10 07:00 | 43534.2917 | 0.001643 | 0.0021907 | 0.0027383 | 0.003286 | 0.0038336 | 0.0043813 | 0.004929 | 0.0054766 | 0.0060243 | 0.006572 | 0.0071196 | 0.0076673
2019-03-10 08:00 | 43534.3333 | 0.31201 | 0.41601 | 0.52001 | 0.62401 | 0.72801 | 0.83201 | 0.93602 | 1.04 | 1.144 | 1.248 | 1.352 | 1.456
2019-03-10 09:00 | 43534.375 | 1.0587 | 1.4116 | 1.7645 | 2.1174 | 2.4703 | 2.8232 | 3.1761 | 3.529 | 3.8819 | 4.2348 | 4.5877 | 4.9406
2019-03-10 10:00 | 43534.4167 | 0.57538 | 0.76718 | 0.95897 | 1.1508 | 1.3426 | 1.5344 | 1.7262 | 1.9179 | 2.1097 | 2.3015 | 2.4933 | 2.6851
2019-03-10 11:00 | 43534.4583 | 1.3532 | 1.8043 | 2.2553 | 2.7064 | 3.1575 | 3.6085 | 4.0596 | 4.5107 | 4.9617 | 5.4128 | 5.8639 | 6.315
2019-03-10 12:00 | 43534.5 | 1.5504 | 2.0672 | 2.584 | 3.1008 | 3.6176 | 4.1344 | 4.6512 | 5.168 | 5.6848 | 6.2016 | 6.7183 | 7.2351
2019-03-10 13:00 | 43534.5417 | 0.24683 | 0.32911 | 0.41139 | 0.49367 | 0.57594 | 0.65822 | 0.7405 | 0.82278 | 0.90505 | 0.98733 | 1.0696 | 1.1519
2019-03-10 14:00 | 43534.5833 | 0.5486 | 0.73147 | 0.91434 | 1.0972 | 1.2801 | 1.4629 | 1.6458 | 1.8287 | 2.0115 | 2.1944 | 2.3773 | 2.5601
2019-03-10 15:00 | 43534.625 | 2.514 | 3.3521 | 4.1901 | 5.0281 | 5.8661 | 6.7041 | 7.5421 | 8.3801 | 9.2182 | 10.0562 | 10.8942 | 11.7322
2019-03-10 16:00 | 43534.6667 | 0.99586 | 1.3278 | 1.6598 | 1.9917 | 2.3237 | 2.6556 | 2.9876 | 3.3195 | 3.6515 | 3.9835 | 4.3154 | 4.6474
2019-03-10 17:00 | 43534.7083 | 0.050596 | 0.067462 | 0.084327 | 0.10119 | 0.11806 | 0.13492 | 0.15179 | 0.16865 | 0.18552 | 0.20239 | 0.21925 | 0.23612
2019-03-10 18:00 | 43534.75 | 0.23573 | 0.3143 | 0.39288 | 0.47146 | 0.55003 | 0.62861 | 0.70718 | 0.78576 | 0.86434 | 0.94291 | 1.0215 | 1.1001
2019-03-10 19:00 | 43534.7917 | 0.0053583 | 0.0071444 | 0.0089305 | 0.010717 | 0.012503 | 0.014289 | 0.016075 | 0.017861 | 0.019647 | 0.021433 | 0.023219 | 0.025006
2019-03-10 20:00 | 43534.8333 | 0 | 0 | 0 | 0 | 0 | 0 | 0 | 0 | 0 | 0 | 0 | 0
2019-03-10 21:00 | 43534.875 | 0 | 0 | 0 | 0 | 0 | 0 | 0 | 0 | 0 | 0 | 0 | 0
2019-03-10 22:00 | 43534.9167 | 0 | 0 | 0 | 0 | 0 | 0 | 0 | 0 | 0 | 0 | 0 | 0
2019-03-10 23:00 | 43534.9583 | 0 | 0 | 0 | 0 | 0 | 0 | 0 | 0 | 0 | 0 | 0 | 0
2019-03-11 | 43535 | 0 | 0 | 0 | 0 | 0 | 0 | 0 | 0 | 0 | 0 | 0 | 0
2019-03-11 01:00 | 43535.0417 | 0 | 0 | 0 | 0 | 0 | 0 | 0 | 0 | 0 | 0 | 0 | 0
2019-03-11 02:00 | 43535.0833 | 0 | 0 | 0 | 0 | 0 | 0 | 0 | 0 | 0 | 0 | 0 | 0
2019-03-11 03:00 | 43535.125 | 0 | 0 | 0 | 0 | 0 | 0 | 0 | 0 | 0 | 0 | 0 | 0
2019-03-11 04:00 | 43535.1667 | 0 | 0 | 0 | 0 | 0 | 0 | 0 | 0 | 0 | 0 | 0 | 0
2019-03-11 05:00 | 43535.2083 | 0 | 0 | 0 | 0 | 0 | 0 | 0 | 0 | 0 | 0 | 0 | 0
2019-03-11 06:00 | 43535.25 | 0 | 0 | 0 | 0 | 0 | 0 | 0 | 0 | 0 | 0 | 0 | 0
2019-03-11 07:00 | 43535.2917 | 0 | 0 | 0 | 0 | 0 | 0 | 0 | 0 | 0 | 0 | 0 | 0
2019-03-11 08:00 | 43535.3333 | 0.061995 | 0.082659 | 0.10332 | 0.12399 | 0.14465 | 0.16532 | 0.18598 | 0.20665 | 0.22731 | 0.24798 | 0.26864 | 0.28931
2019-03-11 09:00 | 43535.375 | 0.046867 | 0.062489 | 0.078111 | 0.093733 | 0.10936 | 0.12498 | 0.1406 | 0.15622 | 0.17184 | 0.18747 | 0.20309 | 0.21871
2019-03-11 10:00 | 43535.4167 | 0.30562 | 0.40749 | 0.50936 | 0.61124 | 0.71311 | 0.81498 | 0.91686 | 1.0187 | 1.1206 | 1.2225 | 1.3243 | 1.4262
2019-03-11 11:00 | 43535.4583 | 0.25103 | 0.33471 | 0.41839 | 0.50206 | 0.58574 | 0.66942 | 0.7531 | 0.83677 | 0.92045 | 1.0041 | 1.0878 | 1.1715
2019-03-11 12:00 | 43535.5 | 1.2976 | 1.7301 | 2.1626 | 2.5951 | 3.0277 | 3.4602 | 3.8927 | 4.3252 | 4.7578 | 5.1903 | 5.6228 | 6.0553
2019-03-11 13:00 | 43535.5417 | 1.1526 | 1.5368 | 1.921 | 2.3052 | 2.6894 | 3.0736 | 3.4578 | 3.842 | 4.2262 | 4.6104 | 4.9946 | 5.3788
2019-03-11 14:00 | 43535.5833 | 0.63924 | 0.85232 | 1.0654 | 1.2785 | 1.4916 | 1.7046 | 1.9177 | 2.1308 | 2.3439 | 2.557 | 2.77 | 2.9831
2019-03-11 15:00 | 43535.625 | 2.0466 | 2.7288 | 3.4109 | 4.0931 | 4.7753 | 5.4575 | 6.1397 | 6.8219 | 7.5041 | 8.1863 | 8.8684 | 9.5506
2019-03-11 16:00 | 43535.6667 | 1.9053 | 2.5403 | 3.1754 | 3.8105 | 4.4456 | 5.0807 | 5.7158 | 6.3508 | 6.9859 | 7.621 | 8.2561 | 8.8912
2019-03-11 17:00 | 43535.7083 | 0.99565 | 1.3275 | 1.6594 | 1.9913 | 2.3232 | 2.6551 | 2.9869 | 3.3188 | 3.6507 | 3.9826 | 4.3145 | 4.6464
2019-03-11 18:00 | 43535.75 | 0.33327 | 0.44436 | 0.55545 | 0.66655 | 0.77764 | 0.88873 | 0.99982 | 1.1109 | 1.222 | 1.3331 | 1.4442 | 1.5553
2019-03-11 19:00 | 43535.7917 | 0.0030832 | 0.004111 | 0.0051387 | 0.0061665 | 0.0071942 | 0.008222 | 0.0092497 | 0.010277 | 0.011305 | 0.012333 | 0.013361 | 0.014388
2019-03-11 20:00 | 43535.8333 | 0 | 0 | 0 | 0 | 0 | 0 | 0 | 0 | 0 | 0 | 0 | 0
2019-03-11 21:00 | 43535.875 | 0 | 0 | 0 | 0 | 0 | 0 | 0 | 0 | 0 | 0 | 0 | 0
2019-03-11 22:00 | 43535.9167 | 0 | 0 | 0 | 0 | 0 | 0 | 0 | 0 | 0 | 0 | 0 | 0
2019-03-11 23:00 | 43535.9583 | 0 | 0 | 0 | 0 | 0 | 0 | 0 | 0 | 0 | 0 | 0 | 0
2019-03-12 | 43536 | 0 | 0 | 0 | 0 | 0 | 0 | 0 | 0 | 0 | 0 | 0 | 0
2019-03-12 01:00 | 43536.0417 | 0 | 0 | 0 | 0 | 0 | 0 | 0 | 0 | 0 | 0 | 0 | 0
2019-03-12 02:00 | 43536.0833 | 0 | 0 | 0 | 0 | 0 | 0 | 0 | 0 | 0 | 0 | 0 | 0
2019-03-12 03:00 | 43536.125 | 0 | 0 | 0 | 0 | 0 | 0 | 0 | 0 | 0 | 0 | 0 | 0
2019-03-12 04:00 | 43536.1667 | 0 | 0 | 0 | 0 | 0 | 0 | 0 | 0 | 0 | 0 | 0 | 0
2019-03-12 05:00 | 43536.2083 | 0 | 0 | 0 | 0 | 0 | 0 | 0 | 0 | 0 | 0 | 0 | 0
2019-03-12 06:00 | 43536.25 | 0 | 0 | 0 | 0 | 0 | 0 | 0 | 0 | 0 | 0 | 0 | 0
2019-03-12 07:00 | 43536.2917 | 0 | 0 | 0 | 0 | 0 | 0 | 0 | 0 | 0 | 0 | 0 | 0
2019-03-12 08:00 | 43536.3333 | 0.38815 | 0.51754 | 0.64692 | 0.77631 | 0.90569 | 1.0351 | 1.1645 | 1.2938 | 1.4232 | 1.5526 | 1.682 | 1.8114
2019-03-12 09:00 | 43536.375 | 1.1202 | 1.4936 | 1.867 | 2.2403 | 2.6137 | 2.9871 | 3.3605 | 3.7339 | 4.1073 | 4.4807 | 4.8541 | 5.2275
2019-03-12 10:00 | 43536.4167 | 1.8176 | 2.4235 | 3.0294 | 3.6353 | 4.2412 | 4.847 | 5.4529 | 6.0588 | 6.6647 | 7.2705 | 7.8764 | 8.4823
2019-03-12 11:00 | 43536.4583 | 2.3771 | 3.1695 | 3.9619 | 4.7543 | 5.5467 | 6.339 | 7.1314 | 7.9238 | 8.7162 | 9.5085 | 10.3009 | 11.0933
2019-03-12 12:00 | 43536.5 | 2.7094 | 3.6125 | 4.5156 | 5.4187 | 6.3219 | 7.225 | 8.1281 | 9.0312 | 9.9344 | 10.8375 | 11.7406 | 12.6437
2019-03-12 13:00 | 43536.5417 | 2.7347 | 3.6462 | 4.5578 | 5.4694 | 6.3809 | 7.2925 | 8.204 | 9.1156 | 10.0272 | 10.9387 | 11.8503 | 12.7618
2019-03-12 14:00 | 43536.5833 | 2.637 | 3.516 | 4.395 | 5.274 | 6.153 | 7.032 | 7.911 | 8.79 | 9.669 | 10.548 | 11.427 | 12.306
2019-03-12 15:00 | 43536.625 | 2.3002 | 3.0669 | 3.8336 | 4.6003 | 5.367 | 6.1338 | 6.9005 | 7.6672 | 8.4339 | 9.2006 | 9.9673 | 10.7341
2019-03-12 16:00 | 43536.6667 | 1.766 | 2.3546 | 2.9433 | 3.5319 | 4.1206 | 4.7092 | 5.2979 | 5.8865 | 6.4752 | 7.0638 | 7.6525 | 8.2411
2019-03-12 17:00 | 43536.7083 | 1.0927 | 1.4569 | 1.8212 | 2.1854 | 2.5496 | 2.9139 | 3.2781 | 3.6423 | 4.0066 | 4.3708 | 4.735 | 5.0993
2019-03-12 18:00 | 43536.75 | 0.40987 | 0.54649 | 0.68311 | 0.81973 | 0.95636 | 1.093 | 1.2296 | 1.3662 | 1.5028 | 1.6395 | 1.7761 | 1.9127
2019-03-12 19:00 | 43536.7917 | 0.0014504 | 0.0019339 | 0.0024174 | 0.0029009 | 0.0033843 | 0.0038678 | 0.0043513 | 0.0048348 | 0.0053182 | 0.0058017 | 0.0062852 | 0.0067687
2019-03-12 20:00 | 43536.8333 | 0 | 0 | 0 | 0 | 0 | 0 | 0 | 0 | 0 | 0 | 0 | 0
2019-03-12 21:00 | 43536.875 | 0 | 0 | 0 | 0 | 0 | 0 | 0 | 0 | 0 | 0 | 0 | 0
2019-03-12 22:00 | 43536.9167 | 0 | 0 | 0 | 0 | 0 | 0 | 0 | 0 | 0 | 0 | 0 | 0
2019-03-12 23:00 | 43536.9583 | 0 | 0 | 0 | 0 | 0 | 0 | 0 | 0 | 0 | 0 | 0 | 0
2019-03-13 | 43537 | 0 | 0 | 0 | 0 | 0 | 0 | 0 | 0 | 0 | 0 | 0 | 0
2019-03-13 01:00 | 43537.0417 | 0 | 0 | 0 | 0 | 0 | 0 | 0 | 0 | 0 | 0 | 0 | 0
2019-03-13 02:00 | 43537.0833 | 0 | 0 | 0 | 0 | 0 | 0 | 0 | 0 | 0 | 0 | 0 | 0
2019-03-13 03:00 | 43537.125 | 0 | 0 | 0 | 0 | 0 | 0 | 0 | 0 | 0 | 0 | 0 | 0
2019-03-13 04:00 | 43537.1667 | 0 | 0 | 0 | 0 | 0 | 0 | 0 | 0 | 0 | 0 | 0 | 0
2019-03-13 05:00 | 43537.2083 | 0 | 0 | 0 | 0 | 0 | 0 | 0 | 0 | 0 | 0 | 0 | 0
2019-03-13 06:00 | 43537.25 | 0 | 0 | 0 | 0 | 0 | 0 | 0 | 0 | 0 | 0 | 0 | 0
2019-03-13 07:00 | 43537.2917 | 0.001579 | 0.0021054 | 0.0026317 | 0.0031581 | 0.0036844 | 0.0042107 | 0.0047371 | 0.0052634 | 0.0057898 | 0.0063161 | 0.0068424 | 0.0073688
2019-03-13 08:00 | 43537.3333 | 0.084869 | 0.11316 | 0.14145 | 0.16974 | 0.19803 | 0.22632 | 0.25461 | 0.2829 | 0.31119 | 0.33948 | 0.36777 | 0.39606
2019-03-13 09:00 | 43537.375 | 0.39261 | 0.52349 | 0.65436 | 0.78523 | 0.9161 | 1.047 | 1.1778 | 1.3087 | 1.4396 | 1.5705 | 1.7013 | 1.8322
2019-03-13 10:00 | 43537.4167 | 0.3004 | 0.40053 | 0.50067 | 0.6008 | 0.70093 | 0.80106 | 0.9012 | 1.0013 | 1.1015 | 1.2016 | 1.3017 | 1.4019
2019-03-13 11:00 | 43537.4583 | 1.9235 | 2.5647 | 3.2059 | 3.8471 | 4.4882 | 5.1294 | 5.7706 | 6.4118 | 7.053 | 7.6941 | 8.3353 | 8.9765
2019-03-13 12:00 | 43537.5 | 1.779 | 2.3719 | 2.9649 | 3.5579 | 4.1509 | 4.7439 | 5.3369 | 5.9299 | 6.5228 | 7.1158 | 7.7088 | 8.3018
2019-03-13 13:00 | 43537.5417 | 1.0866 | 1.4488 | 1.811 | 2.1732 | 2.5354 | 2.8977 | 3.2599 | 3.6221 | 3.9843 | 4.3465 | 4.7087 | 5.0709
2019-03-13 14:00 | 43537.5833 | 1.8114 | 2.4152 | 3.0189 | 3.6227 | 4.2265 | 4.8303 | 5.4341 | 6.0379 | 6.6417 | 7.2455 | 7.8493 | 8.4531
2019-03-13 15:00 | 43537.625 | 0.7668 | 1.0224 | 1.278 | 1.5336 | 1.7892 | 2.0448 | 2.3004 | 2.556 | 2.8116 | 3.0672 | 3.3228 | 3.5784
2019-03-13 16:00 | 43537.6667 | 0.82081 | 1.0944 | 1.368 | 1.6416 | 1.9152 | 2.1888 | 2.4624 | 2.736 | 3.0096 | 3.2832 | 3.5568 | 3.8304
2019-03-13 17:00 | 43537.7083 | 0.46333 | 0.61777 | 0.77222 | 0.92666 | 1.0811 | 1.2355 | 1.39 | 1.5444 | 1.6989 | 1.8533 | 2.0078 | 2.1622
2019-03-13 18:00 | 43537.75 | 0.20108 | 0.26811 | 0.33513 | 0.40216 | 0.46919 | 0.53622 | 0.60324 | 0.67027 | 0.7373 | 0.80432 | 0.87135 | 0.93838
2019-03-13 19:00 | 43537.7917 | 0.010866 | 0.014488 | 0.018109 | 0.021731 | 0.025353 | 0.028975 | 0.032597 | 0.036219 | 0.039841 | 0.043463 | 0.047084 | 0.050706
2019-03-13 20:00 | 43537.8333 | 0 | 0 | 0 | 0 | 0 | 0 | 0 | 0 | 0 | 0 | 0 | 0
2019-03-13 21:00 | 43537.875 | 0 | 0 | 0 | 0 | 0 | 0 | 0 | 0 | 0 | 0 | 0 | 0
2019-03-13 22:00 | 43537.9167 | 0 | 0 | 0 | 0 | 0 | 0 | 0 | 0 | 0 | 0 | 0 | 0
2019-03-13 23:00 | 43537.9583 | 0 | 0 | 0 | 0 | 0 | 0 | 0 | 0 | 0 | 0 | 0 | 0
2019-03-14 | 43538 | 0 | 0 | 0 | 0 | 0 | 0 | 0 | 0 | 0 | 0 | 0 | 0
2019-03-14 01:00 | 43538.0417 | 0 | 0 | 0 | 0 | 0 | 0 | 0 | 0 | 0 | 0 | 0 | 0
2019-03-14 02:00 | 43538.0833 | 0 | 0 | 0 | 0 | 0 | 0 | 0 | 0 | 0 | 0 | 0 | 0
2019-03-14 03:00 | 43538.125 | 0 | 0 | 0 | 0 | 0 | 0 | 0 | 0 | 0 | 0 | 0 | 0
2019-03-14 04:00 | 43538.1667 | 0 | 0 | 0 | 0 | 0 | 0 | 0 | 0 | 0 | 0 | 0 | 0
2019-03-14 05:00 | 43538.2083 | 0 | 0 | 0 | 0 | 0 | 0 | 0 | 0 | 0 | 0 | 0 | 0
2019-03-14 06:00 | 43538.25 | 0 | 0 | 0 | 0 | 0 | 0 | 0 | 0 | 0 | 0 | 0 | 0
2019-03-14 07:00 | 43538.2917 | 0 | 0 | 0 | 0 | 0 | 0 | 0 | 0 | 0 | 0 | 0 | 0
2019-03-14 08:00 | 43538.3333 | 0.026398 | 0.035197 | 0.043996 | 0.052796 | 0.061595 | 0.070394 | 0.079194 | 0.087993 | 0.096792 | 0.10559 | 0.11439 | 0.12319
2019-03-14 09:00 | 43538.375 | 0.080892 | 0.10786 | 0.13482 | 0.16178 | 0.18875 | 0.21571 | 0.24268 | 0.26964 | 0.2966 | 0.32357 | 0.35053 | 0.3775
2019-03-14 10:00 | 43538.4167 | 0.12819 | 0.17093 | 0.21366 | 0.25639 | 0.29912 | 0.34185 | 0.38458 | 0.42731 | 0.47004 | 0.51278 | 0.55551 | 0.59824
2019-03-14 11:00 | 43538.4583 | 0.17668 | 0.23557 | 0.29447 | 0.35336 | 0.41225 | 0.47115 | 0.53004 | 0.58893 | 0.64783 | 0.70672 | 0.76561 | 0.82451
2019-03-14 12:00 | 43538.5 | 0.19984 | 0.26645 | 0.33307 | 0.39968 | 0.4663 | 0.53291 | 0.59952 | 0.66614 | 0.73275 | 0.79936 | 0.86598 | 0.93259
2019-03-14 13:00 | 43538.5417 | 0.23104 | 0.30806 | 0.38507 | 0.46209 | 0.5391 | 0.61612 | 0.69313 | 0.77014 | 0.84716 | 0.92417 | 1.0012 | 1.0782
2019-03-14 14:00 | 43538.5833 | 0.20957 | 0.27943 | 0.34929 | 0.41914 | 0.489 | 0.55886 | 0.62871 | 0.69857 | 0.76843 | 0.83828 | 0.90814 | 0.978
2019-03-14 15:00 | 43538.625 | 0.18595 | 0.24794 | 0.30992 | 0.3719 | 0.43389 | 0.49587 | 0.55785 | 0.61984 | 0.68182 | 0.74381 | 0.80579 | 0.86777
2019-03-14 16:00 | 43538.6667 | 0.13202 | 0.17602 | 0.22003 | 0.26404 | 0.30804 | 0.35205 | 0.39606 | 0.44006 | 0.48407 | 0.52807 | 0.57208 | 0.61609
2019-03-14 17:00 | 43538.7083 | 0.074942 | 0.099923 | 0.1249 | 0.14988 | 0.17486 | 0.19985 | 0.22483 | 0.24981 | 0.27479 | 0.29977 | 0.32475 | 0.34973
2019-03-14 18:00 | 43538.75 | 0.028165 | 0.037553 | 0.046941 | 0.056329 | 0.065718 | 0.075106 | 0.084494 | 0.093882 | 0.10327 | 0.11266 | 0.12205 | 0.13144
2019-03-14 19:00 | 43538.7917 | 0.0014346 | 0.0019129 | 0.0023911 | 0.0028693 | 0.0033475 | 0.0038257 | 0.0043039 | 0.0047821 | 0.0052604 | 0.0057386 | 0.0062168 | 0.006695
2019-03-14 20:00 | 43538.8333 | 0 | 0 | 0 | 0 | 0 | 0 | 0 | 0 | 0 | 0 | 0 | 0
2019-03-14 21:00 | 43538.875 | 0 | 0 | 0 | 0 | 0 | 0 | 0 | 0 | 0 | 0 | 0 | 0
2019-03-14 22:00 | 43538.9167 | 0 | 0 | 0 | 0 | 0 | 0 | 0 | 0 | 0 | 0 | 0 | 0
2019-03-14 23:00 | 43538.9583 | 0 | 0 | 0 | 0 | 0 | 0 | 0 | 0 | 0 | 0 | 0 | 0
2019-03-15 | 43539 | 0 | 0 | 0 | 0 | 0 | 0 | 0 | 0 | 0 | 0 | 0 | 0
2019-03-15 01:00 | 43539.0417 | 0 | 0 | 0 | 0 | 0 | 0 | 0 | 0 | 0 | 0 | 0 | 0
2019-03-15 02:00 | 43539.0833 | 0 | 0 | 0 | 0 | 0 | 0 | 0 | 0 | 0 | 0 | 0 | 0
2019-03-15 03:00 | 43539.125 | 0 | 0 | 0 | 0 | 0 | 0 | 0 | 0 | 0 | 0 | 0 | 0
2019-03-15 04:00 | 43539.1667 | 0 | 0 | 0 | 0 | 0 | 0 | 0 | 0 | 0 | 0 | 0 | 0
2019-03-15 05:00 | 43539.2083 | 0 | 0 | 0 | 0 | 0 | 0 | 0 | 0 | 0 | 0 | 0 | 0
2019-03-15 06:00 | 43539.25 | 0 | 0 | 0 | 0 | 0 | 0 | 0 | 0 | 0 | 0 | 0 | 0
2019-03-15 07:00 | 43539.2917 | 0.0014536 | 0.0019381 | 0.0024226 | 0.0029072 | 0.0033917 | 0.0038762 | 0.0043608 | 0.0048453 | 0.0053298 | 0.0058143 | 0.0062989 | 0.0067834
2019-03-15 08:00 | 43539.3333 | 0.097846 | 0.13046 | 0.16308 | 0.19569 | 0.22831 | 0.26092 | 0.29354 | 0.32615 | 0.35877 | 0.39138 | 0.424 | 0.45662
2019-03-15 09:00 | 43539.375 | 0.20983 | 0.27977 | 0.34972 | 0.41966 | 0.4896 | 0.55955 | 0.62949 | 0.69943 | 0.76938 | 0.83932 | 0.90926 | 0.9792
2019-03-15 10:00 | 43539.4167 | 0.34936 | 0.46581 | 0.58226 | 0.69871 | 0.81516 | 0.93162 | 1.0481 | 1.1645 | 1.281 | 1.3974 | 1.5139 | 1.6303
2019-03-15 11:00 | 43539.4583 | 0.42004 | 0.56005 | 0.70006 | 0.84007 | 0.98008 | 1.1201 | 1.2601 | 1.4001 | 1.5401 | 1.6801 | 1.8202 | 1.9602
2019-03-15 12:00 | 43539.5 | 0.52099 | 0.69466 | 0.86832 | 1.042 | 1.2157 | 1.3893 | 1.563 | 1.7366 | 1.9103 | 2.084 | 2.2576 | 2.4313
2019-03-15 13:00 | 43539.5417 | 0.53107 | 0.70809 | 0.88512 | 1.0621 | 1.2392 | 1.4162 | 1.5932 | 1.7702 | 1.9473 | 2.1243 | 2.3013 | 2.4783
2019-03-15 14:00 | 43539.5833 | 0.41197 | 0.5493 | 0.68662 | 0.82394 | 0.96127 | 1.0986 | 1.2359 | 1.3732 | 1.5106 | 1.6479 | 1.7852 | 1.9225
2019-03-15 15:00 | 43539.625 | 0.32119 | 0.42825 | 0.53531 | 0.64238 | 0.74944 | 0.8565 | 0.96356 | 1.0706 | 1.1777 | 1.2848 | 1.3918 | 1.4989
2019-03-15 16:00 | 43539.6667 | 0.19405 | 0.25873 | 0.32341 | 0.38809 | 0.45278 | 0.51746 | 0.58214 | 0.64682 | 0.71151 | 0.77619 | 0.84087 | 0.90555
2019-03-15 17:00 | 43539.7083 | 0.075469 | 0.10063 | 0.12578 | 0.15094 | 0.17609 | 0.20125 | 0.22641 | 0.25156 | 0.27672 | 0.30188 | 0.32703 | 0.35219
2019-03-15 18:00 | 43539.75 | 0.025281 | 0.033708 | 0.042135 | 0.050561 | 0.058988 | 0.067415 | 0.075842 | 0.084269 | 0.092696 | 0.10112 | 0.10955 | 0.11798
2019-03-15 19:00 | 43539.7917 | 0.0013906 | 0.0018541 | 0.0023176 | 0.0027812 | 0.0032447 | 0.0037082 | 0.0041717 | 0.0046353 | 0.0050988 | 0.0055623 | 0.0060258 | 0.0064894
2019-03-15 20:00 | 43539.8333 | 0 | 0 | 0 | 0 | 0 | 0 | 0 | 0 | 0 | 0 | 0 | 0
2019-03-15 21:00 | 43539.875 | 0 | 0 | 0 | 0 | 0 | 0 | 0 | 0 | 0 | 0 | 0 | 0
2019-03-15 22:00 | 43539.9167 | 0 | 0 | 0 | 0 | 0 | 0 | 0 | 0 | 0 | 0 | 0 | 0
2019-03-15 23:00 | 43539.9583 | 0 | 0 | 0 | 0 | 0 | 0 | 0 | 0 | 0 | 0 | 0 | 0
2019-03-16 | 43540 | 0 | 0 | 0 | 0 | 0 | 0 | 0 | 0 | 0 | 0 | 0 | 0
2019-03-16 01:00 | 43540.0417 | 0 | 0 | 0 | 0 | 0 | 0 | 0 | 0 | 0 | 0 | 0 | 0
2019-03-16 02:00 | 43540.0833 | 0 | 0 | 0 | 0 | 0 | 0 | 0 | 0 | 0 | 0 | 0 | 0
2019-03-16 03:00 | 43540.125 | 0 | 0 | 0 | 0 | 0 | 0 | 0 | 0 | 0 | 0 | 0 | 0
2019-03-16 04:00 | 43540.1667 | 0 | 0 | 0 | 0 | 0 | 0 | 0 | 0 | 0 | 0 | 0 | 0
2019-03-16 05:00 | 43540.2083 | 0 | 0 | 0 | 0 | 0 | 0 | 0 | 0 | 0 | 0 | 0 | 0
2019-03-16 06:00 | 43540.25 | 0 | 0 | 0 | 0 | 0 | 0 | 0 | 0 | 0 | 0 | 0 | 0
2019-03-16 07:00 | 43540.2917 | 0.0014173 | 0.0018897 | 0.0023622 | 0.0028346 | 0.0033071 | 0.0037795 | 0.0042519 | 0.0047244 | 0.0051968 | 0.0056692 | 0.0061417 | 0.0066141
2019-03-16 08:00 | 43540.3333 | 0.057808 | 0.077077 | 0.096346 | 0.11562 | 0.13488 | 0.15415 | 0.17342 | 0.19269 | 0.21196 | 0.23123 | 0.2505 | 0.26977
2019-03-16 09:00 | 43540.375 | 0.16634 | 0.22179 | 0.27724 | 0.33269 | 0.38814 | 0.44359 | 0.49903 | 0.55448 | 0.60993 | 0.66538 | 0.72083 | 0.77628
2019-03-16 10:00 | 43540.4167 | 0.25077 | 0.33436 | 0.41795 | 0.50154 | 0.58513 | 0.66872 | 0.75231 | 0.8359 | 0.91949 | 1.0031 | 1.0867 | 1.1703
2019-03-16 11:00 | 43540.4583 | 0.34975 | 0.46634 | 0.58292 | 0.69951 | 0.81609 | 0.93267 | 1.0493 | 1.1658 | 1.2824 | 1.399 | 1.5156 | 1.6322
2019-03-16 12:00 | 43540.5 | 0.35894 | 0.47859 | 0.59823 | 0.71788 | 0.83752 | 0.95717 | 1.0768 | 1.1965 | 1.3161 | 1.4358 | 1.5554 | 1.675
2019-03-16 13:00 | 43540.5417 | 0.40297 | 0.53729 | 0.67162 | 0.80594 | 0.94026 | 1.0746 | 1.2089 | 1.3432 | 1.4776 | 1.6119 | 1.7462 | 1.8805
2019-03-16 14:00 | 43540.5833 | 0.47641 | 0.63521 | 0.79401 | 0.95281 | 1.1116 | 1.2704 | 1.4292 | 1.588 | 1.7468 | 1.9056 | 2.0644 | 2.2232
2019-03-16 15:00 | 43540.625 | 0.40082 | 0.53443 | 0.66804 | 0.80164 | 0.93525 | 1.0689 | 1.2025 | 1.3361 | 1.4697 | 1.6033 | 1.7369 | 1.8705
2019-03-16 16:00 | 43540.6667 | 0.24827 | 0.33103 | 0.41379 | 0.49655 | 0.57931 | 0.66206 | 0.74482 | 0.82758 | 0.91034 | 0.9931 | 1.0759 | 1.1586
2019-03-16 17:00 | 43540.7083 | 0.15214 | 0.20285 | 0.25356 | 0.30428 | 0.35499 | 0.4057 | 0.45642 | 0.50713 | 0.55784 | 0.60855 | 0.65927 | 0.70998
2019-03-16 18:00 | 43540.75 | 0.051506 | 0.068675 | 0.085844 | 0.10301 | 0.12018 | 0.13735 | 0.15452 | 0.17169 | 0.18886 | 0.20603 | 0.22319 | 0.24036
2019-03-16 19:00 | 43540.7917 | 0.0013608 | 0.0018144 | 0.002268 | 0.0027216 | 0.0031751 | 0.0036287 | 0.0040823 | 0.0045359 | 0.0049895 | 0.0054431 | 0.0058967 | 0.0063503
2019-03-16 20:00 | 43540.8333 | 0 | 0 | 0 | 0 | 0 | 0 | 0 | 0 | 0 | 0 | 0 | 0
2019-03-16 21:00 | 43540.875 | 0 | 0 | 0 | 0 | 0 | 0 | 0 | 0 | 0 | 0 | 0 | 0
2019-03-16 22:00 | 43540.9167 | 0 | 0 | 0 | 0 | 0 | 0 | 0 | 0 | 0 | 0 | 0 | 0
2019-03-16 23:00 | 43540.9583 | 0 | 0 | 0 | 0 | 0 | 0 | 0 | 0 | 0 | 0 | 0 | 0
2019-03-17 | 43541 | 0 | 0 | 0 | 0 | 0 | 0 | 0 | 0 | 0 | 0 | 0 | 0
2019-03-17 01:00 | 43541.0417 | 0 | 0 | 0 | 0 | 0 | 0 | 0 | 0 | 0 | 0 | 0 | 0
2019-03-17 02:00 | 43541.0833 | 0 | 0 | 0 | 0 | 0 | 0 | 0 | 0 | 0 | 0 | 0 | 0
2019-03-17 03:00 | 43541.125 | 0 | 0 | 0 | 0 | 0 | 0 | 0 | 0 | 0 | 0 | 0 | 0
2019-03-17 04:00 | 43541.1667 | 0 | 0 | 0 | 0 | 0 | 0 | 0 | 0 | 0 | 0 | 0 | 0
2019-03-17 05:00 | 43541.2083 | 0 | 0 | 0 | 0 | 0 | 0 | 0 | 0 | 0 | 0 | 0 | 0
2019-03-17 06:00 | 43541.25 | 0 | 0 | 0 | 0 | 0 | 0 | 0 | 0 | 0 | 0 | 0 | 0
2019-03-17 07:00 | 43541.2917 | 0.0013092 | 0.0017457 | 0.0021821 | 0.0026185 | 0.0030549 | 0.0034913 | 0.0039277 | 0.0043641 | 0.0048005 | 0.005237 | 0.0056734 | 0.0061098
2019-03-17 08:00 | 43541.3333 | 0.12594 | 0.16792 | 0.2099 | 0.25188 | 0.29386 | 0.33584 | 0.37783 | 0.41981 | 0.46179 | 0.50377 | 0.54575 | 0.58773
2019-03-17 09:00 | 43541.375 | 0.3253 | 0.43373 | 0.54217 | 0.6506 | 0.75904 | 0.86747 | 0.9759 | 1.0843 | 1.1928 | 1.3012 | 1.4096 | 1.5181
2019-03-17 10:00 | 43541.4167 | 0.52493 | 0.6999 | 0.87488 | 1.0499 | 1.2248 | 1.3998 | 1.5748 | 1.7498 | 1.9247 | 2.0997 | 2.2747 | 2.4497
2019-03-17 11:00 | 43541.4583 | 0.56411 | 0.75214 | 0.94018 | 1.1282 | 1.3162 | 1.5043 | 1.6923 | 1.8804 | 2.0684 | 2.2564 | 2.4445 | 2.6325
2019-03-17 12:00 | 43541.5 | 0.75686 | 1.0091 | 1.2614 | 1.5137 | 1.766 | 2.0183 | 2.2706 | 2.5229 | 2.7751 | 3.0274 | 3.2797 | 3.532
2019-03-17 13:00 | 43541.5417 | 0.79841 | 1.0646 | 1.3307 | 1.5968 | 1.863 | 2.1291 | 2.3952 | 2.6614 | 2.9275 | 3.1937 | 3.4598 | 3.7259
2019-03-17 14:00 | 43541.5833 | 0.8235 | 1.098 | 1.3725 | 1.647 | 1.9215 | 2.196 | 2.4705 | 2.745 | 3.0195 | 3.294 | 3.5685 | 3.843
2019-03-17 15:00 | 43541.625 | 0.69926 | 0.93235 | 1.1654 | 1.3985 | 1.6316 | 1.8647 | 2.0978 | 2.3309 | 2.564 | 2.797 | 3.0301 | 3.2632
2019-03-17 16:00 | 43541.6667 | 0.50464 | 0.67285 | 0.84106 | 1.0093 | 1.1775 | 1.3457 | 1.5139 | 1.6821 | 1.8503 | 2.0185 | 2.1868 | 2.355
2019-03-17 17:00 | 43541.7083 | 0.32735 | 0.43646 | 0.54558 | 0.65469 | 0.76381 | 0.87292 | 0.98204 | 1.0912 | 1.2003 | 1.3094 | 1.4185 | 1.5276
2019-03-17 18:00 | 43541.75 | 0.1031 | 0.13747 | 0.17183 | 0.2062 | 0.24057 | 0.27493 | 0.3093 | 0.34367 | 0.37803 | 0.4124 | 0.44677 | 0.48113
2019-03-17 19:00 | 43541.7917 | 0.0011595 | 0.0015461 | 0.0019326 | 0.0023191 | 0.0027056 | 0.0030921 | 0.0034786 | 0.0038651 | 0.0042517 | 0.0046382 | 0.0050247 | 0.0054112
2019-03-17 20:00 | 43541.8333 | 0 | 0 | 0 | 0 | 0 | 0 | 0 | 0 | 0 | 0 | 0 | 0
2019-03-17 21:00 | 43541.875 | 0 | 0 | 0 | 0 | 0 | 0 | 0 | 0 | 0 | 0 | 0 | 0
2019-03-17 22:00 | 43541.9167 | 0 | 0 | 0 | 0 | 0 | 0 | 0 | 0 | 0 | 0 | 0 | 0
2019-03-17 23:00 | 43541.9583 | 0 | 0 | 0 | 0 | 0 | 0 | 0 | 0 | 0 | 0 | 0 | 0
2019-03-18 | 43542 | 0 | 0 | 0 | 0 | 0 | 0 | 0 | 0 | 0 | 0 | 0 | 0
2019-03-18 01:00 | 43542.0417 | 0 | 0 | 0 | 0 | 0 | 0 | 0 | 0 | 0 | 0 | 0 | 0
2019-03-18 02:00 | 43542.0833 | 0 | 0 | 0 | 0 | 0 | 0 | 0 | 0 | 0 | 0 | 0 | 0
2019-03-18 03:00 | 43542.125 | 0 | 0 | 0 | 0 | 0 | 0 | 0 | 0 | 0 | 0 | 0 | 0
2019-03-18 04:00 | 43542.1667 | 0 | 0 | 0 | 0 | 0 | 0 | 0 | 0 | 0 | 0 | 0 | 0
2019-03-18 05:00 | 43542.2083 | 0 | 0 | 0 | 0 | 0 | 0 | 0 | 0 | 0 | 0 | 0 | 0
2019-03-18 06:00 | 43542.25 | 0 | 0 | 0 | 0 | 0 | 0 | 0 | 0 | 0 | 0 | 0 | 0
2019-03-18 07:00 | 43542.2917 | 0.0013717 | 0.001829 | 0.0022862 | 0.0027435 | 0.0032007 | 0.003658 | 0.0041152 | 0.0045725 | 0.0050297 | 0.005487 | 0.0059442 | 0.0064015
2019-03-18 08:00 | 43542.3333 | 0.17821 | 0.23761 | 0.29702 | 0.35642 | 0.41583 | 0.47523 | 0.53463 | 0.59404 | 0.65344 | 0.71284 | 0.77225 | 0.83165
2019-03-18 09:00 | 43542.375 | 0.45571 | 0.60761 | 0.75951 | 0.91141 | 1.0633 | 1.2152 | 1.3671 | 1.519 | 1.6709 | 1.8228 | 1.9747 | 2.1266
2019-03-18 10:00 | 43542.4167 | 0.68161 | 0.90881 | 1.136 | 1.3632 | 1.5904 | 1.8176 | 2.0448 | 2.272 | 2.4992 | 2.7264 | 2.9536 | 3.1808
2019-03-18 11:00 | 43542.4583 | 1.0291 | 1.3721 | 1.7151 | 2.0582 | 2.4012 | 2.7442 | 3.0872 | 3.4303 | 3.7733 | 4.1163 | 4.4594 | 4.8024
2019-03-18 12:00 | 43542.5 | 1.0893 | 1.4524 | 1.8155 | 2.1786 | 2.5417 | 2.9048 | 3.2679 | 3.631 | 3.9941 | 4.3572 | 4.7203 | 5.0834
2019-03-18 13:00 | 43542.5417 | 1.1165 | 1.4887 | 1.8609 | 2.2331 | 2.6052 | 2.9774 | 3.3496 | 3.7218 | 4.0939 | 4.4661 | 4.8383 | 5.2105
2019-03-18 14:00 | 43542.5833 | 1.1379 | 1.5171 | 1.8964 | 2.2757 | 2.655 | 3.0343 | 3.4136 | 3.7928 | 4.1721 | 4.5514 | 4.9307 | 5.31
2019-03-18 15:00 | 43542.625 | 0.9383 | 1.2511 | 1.5638 | 1.8766 | 2.1894 | 2.5021 | 2.8149 | 3.1277 | 3.4404 | 3.7532 | 4.066 | 4.3787
2019-03-18 16:00 | 43542.6667 | 0.68609 | 0.91479 | 1.1435 | 1.3722 | 1.6009 | 1.8296 | 2.0583 | 2.287 | 2.5157 | 2.7444 | 2.9731 | 3.2018
2019-03-18 17:00 | 43542.7083 | 0.34789 | 0.46386 | 0.57982 | 0.69579 | 0.81175 | 0.92772 | 1.0437 | 1.1596 | 1.2756 | 1.3916 | 1.5075 | 1.6235
2019-03-18 18:00 | 43542.75 | 0.11596 | 0.15461 | 0.19326 | 0.23192 | 0.27057 | 0.30922 | 0.34788 | 0.38653 | 0.42518 | 0.46383 | 0.50249 | 0.54114
2019-03-18 19:00 | 43542.7917 | 0.0012797 | 0.0017063 | 0.0021328 | 0.0025594 | 0.002986 | 0.0034125 | 0.0038391 | 0.0042657 | 0.0046922 | 0.0051188 | 0.0055454 | 0.0059719
2019-03-18 20:00 | 43542.8333 | 0 | 0 | 0 | 0 | 0 | 0 | 0 | 0 | 0 | 0 | 0 | 0
2019-03-18 21:00 | 43542.875 | 0 | 0 | 0 | 0 | 0 | 0 | 0 | 0 | 0 | 0 | 0 | 0
2019-03-18 22:00 | 43542.9167 | 0 | 0 | 0 | 0 | 0 | 0 | 0 | 0 | 0 | 0 | 0 | 0
2019-03-18 23:00 | 43542.9583 | 0 | 0 | 0 | 0 | 0 | 0 | 0 | 0 | 0 | 0 | 0 | 0
2019-03-19 | 43543 | 0 | 0 | 0 | 0 | 0 | 0 | 0 | 0 | 0 | 0 | 0 | 0
2019-03-19 01:00 | 43543.0417 | 0 | 0 | 0 | 0 | 0 | 0 | 0 | 0 | 0 | 0 | 0 | 0
2019-03-19 02:00 | 43543.0833 | 0 | 0 | 0 | 0 | 0 | 0 | 0 | 0 | 0 | 0 | 0 | 0
2019-03-19 03:00 | 43543.125 | 0 | 0 | 0 | 0 | 0 | 0 | 0 | 0 | 0 | 0 | 0 | 0
2019-03-19 04:00 | 43543.1667 | 0 | 0 | 0 | 0 | 0 | 0 | 0 | 0 | 0 | 0 | 0 | 0
2019-03-19 05:00 | 43543.2083 | 0 | 0 | 0 | 0 | 0 | 0 | 0 | 0 | 0 | 0 | 0 | 0
2019-03-19 06:00 | 43543.25 | 0 | 0 | 0 | 0 | 0 | 0 | 0 | 0 | 0 | 0 | 0 | 0
2019-03-19 07:00 | 43543.2917 | 0.0032402 | 0.0043202 | 0.0054003 | 0.0064804 | 0.0075604 | 0.0086405 | 0.0097205 | 0.010801 | 0.011881 | 0.012961 | 0.014041 | 0.015121
2019-03-19 08:00 | 43543.3333 | 0.31256 | 0.41674 | 0.52093 | 0.62511 | 0.7293 | 0.83349 | 0.93767 | 1.0419 | 1.146 | 1.2502 | 1.3544 | 1.4586
2019-03-19 09:00 | 43543.375 | 0.77837 | 1.0378 | 1.2973 | 1.5567 | 1.8162 | 2.0757 | 2.3351 | 2.5946 | 2.854 | 3.1135 | 3.3729 | 3.6324
2019-03-19 10:00 | 43543.4167 | 1.2452 | 1.6602 | 2.0753 | 2.4904 | 2.9054 | 3.3205 | 3.7356 | 4.1506 | 4.5657 | 4.9807 | 5.3958 | 5.8109
2019-03-19 11:00 | 43543.4583 | 1.598 | 2.1307 | 2.6634 | 3.1961 | 3.7288 | 4.2615 | 4.7941 | 5.3268 | 5.8595 | 6.3922 | 6.9249 | 7.4576
2019-03-19 12:00 | 43543.5 | 1.8192 | 2.4255 | 3.0319 | 3.6383 | 4.2447 | 4.8511 | 5.4575 | 6.0638 | 6.6702 | 7.2766 | 7.883 | 8.4894
2019-03-19 13:00 | 43543.5417 | 1.8522 | 2.4697 | 3.0871 | 3.7045 | 4.3219 | 4.9393 | 5.5567 | 6.1742 | 6.7916 | 7.409 | 8.0264 | 8.6438
2019-03-19 14:00 | 43543.5833 | 1.7661 | 2.3548 | 2.9435 | 3.5322 | 4.1209 | 4.7096 | 5.2983 | 5.8871 | 6.4758 | 7.0645 | 7.6532 | 8.2419
2019-03-19 15:00 | 43543.625 | 1.5676 | 2.0902 | 2.6127 | 3.1353 | 3.6578 | 4.1803 | 4.7029 | 5.2254 | 5.748 | 6.2705 | 6.793 | 7.3156
2019-03-19 16:00 | 43543.6667 | 1.0558 | 1.4077 | 1.7596 | 2.1116 | 2.4635 | 2.8154 | 3.1673 | 3.5193 | 3.8712 | 4.2231 | 4.575 | 4.927
2019-03-19 17:00 | 43543.7083 | 0.59439 | 0.79252 | 0.99065 | 1.1888 | 1.3869 | 1.585 | 1.7832 | 1.9813 | 2.1794 | 2.3776 | 2.5757 | 2.7738
2019-03-19 18:00 | 43543.75 | 0.22978 | 0.30637 | 0.38297 | 0.45956 | 0.53615 | 0.61274 | 0.68934 | 0.76593 | 0.84252 | 0.91912 | 0.99571 | 1.0723
2019-03-19 19:00 | 43543.7917 | 0.0012797 | 0.0017063 | 0.0021328 | 0.0025594 | 0.002986 | 0.0034125 | 0.0038391 | 0.0042657 | 0.0046922 | 0.0051188 | 0.0055454 | 0.0059719
2019-03-19 20:00 | 43543.8333 | 0 | 0 | 0 | 0 | 0 | 0 | 0 | 0 | 0 | 0 | 0 | 0
2019-03-19 21:00 | 43543.875 | 0 | 0 | 0 | 0 | 0 | 0 | 0 | 0 | 0 | 0 | 0 | 0
2019-03-19 22:00 | 43543.9167 | 0 | 0 | 0 | 0 | 0 | 0 | 0 | 0 | 0 | 0 | 0 | 0
2019-03-19 23:00 | 43543.9583 | 0 | 0 | 0 | 0 | 0 | 0 | 0 | 0 | 0 | 0 | 0 | 0
2019-03-20 | 43544 | 0 | 0 | 0 | 0 | 0 | 0 | 0 | 0 | 0 | 0 | 0 | 0
2019-03-20 01:00 | 43544.0417 | 0 | 0 | 0 | 0 | 0 | 0 | 0 | 0 | 0 | 0 | 0 | 0
2019-03-20 02:00 | 43544.0833 | 0 | 0 | 0 | 0 | 0 | 0 | 0 | 0 | 0 | 0 | 0 | 0
2019-03-20 03:00 | 43544.125 | 0 | 0 | 0 | 0 | 0 | 0 | 0 | 0 | 0 | 0 | 0 | 0
2019-03-20 04:00 | 43544.1667 | 0 | 0 | 0 | 0 | 0 | 0 | 0 | 0 | 0 | 0 | 0 | 0
2019-03-20 05:00 | 43544.2083 | 0 | 0 | 0 | 0 | 0 | 0 | 0 | 0 | 0 | 0 | 0 | 0
2019-03-20 06:00 | 43544.25 | 0 | 0 | 0 | 0 | 0 | 0 | 0 | 0 | 0 | 0 | 0 | 0
2019-03-20 07:00 | 43544.2917 | 0.0015918 | 0.0021224 | 0.002653 | 0.0031836 | 0.0037142 | 0.0042448 | 0.0047754 | 0.005306 | 0.0058366 | 0.0063672 | 0.0068978 | 0.0074284
2019-03-20 08:00 | 43544.3333 | 0.26961 | 0.35947 | 0.44934 | 0.53921 | 0.62908 | 0.71895 | 0.80882 | 0.89868 | 0.98855 | 1.0784 | 1.1683 | 1.2582
2019-03-20 09:00 | 43544.375 | 0.87976 | 1.173 | 1.4663 | 1.7595 | 2.0528 | 2.346 | 2.6393 | 2.9325 | 3.2258 | 3.519 | 3.8123 | 4.1055
2019-03-20 10:00 | 43544.4167 | 1.3567 | 1.8089 | 2.2611 | 2.7134 | 3.1656 | 3.6178 | 4.07 | 4.5223 | 4.9745 | 5.4267 | 5.879 | 6.3312
2019-03-20 11:00 | 43544.4583 | 1.9743 | 2.6324 | 3.2904 | 3.9485 | 4.6066 | 5.2647 | 5.9228 | 6.5809 | 7.239 | 7.8971 | 8.5552 | 9.2132
2019-03-20 12:00 | 43544.5 | 2.1346 | 2.8462 | 3.5577 | 4.2693 | 4.9808 | 5.6924 | 6.4039 | 7.1155 | 7.827 | 8.5385 | 9.2501 | 9.9616
2019-03-20 13:00 | 43544.5417 | 2.1617 | 2.8823 | 3.6029 | 4.3234 | 5.044 | 5.7646 | 6.4852 | 7.2057 | 7.9263 | 8.6469 | 9.3675 | 10.088
2019-03-20 14:00 | 43544.5833 | 1.9842 | 2.6456 | 3.307 | 3.9685 | 4.6299 | 5.2913 | 5.9527 | 6.6141 | 7.2755 | 7.9369 | 8.5983 | 9.2597
2019-03-20 15:00 | 43544.625 | 2.2477 | 2.997 | 3.7462 | 4.4954 | 5.2447 | 5.9939 | 6.7431 | 7.4924 | 8.2416 | 8.9909 | 9.7401 | 10.4893
2019-03-20 16:00 | 43544.6667 | 1.9558 | 2.6077 | 3.2596 | 3.9115 | 4.5634 | 5.2154 | 5.8673 | 6.5192 | 7.1711 | 7.823 | 8.475 | 9.1269
2019-03-20 17:00 | 43544.7083 | 1.1869 | 1.5826 | 1.9782 | 2.3739 | 2.7695 | 3.1652 | 3.5608 | 3.9565 | 4.3521 | 4.7478 | 5.1434 | 5.5391
2019-03-20 18:00 | 43544.75 | 0.50955 | 0.67939 | 0.84924 | 1.0191 | 1.1889 | 1.3588 | 1.5286 | 1.6985 | 1.8683 | 2.0382 | 2.208 | 2.3779
2019-03-20 19:00 | 43544.7917 | 0.016985 | 0.022647 | 0.028308 | 0.03397 | 0.039632 | 0.045293 | 0.050955 | 0.056617 | 0.062278 | 0.06794 | 0.073602 | 0.079264
2019-03-20 20:00 | 43544.8333 | 0 | 0 | 0 | 0 | 0 | 0 | 0 | 0 | 0 | 0 | 0 | 0
2019-03-20 21:00 | 43544.875 | 0 | 0 | 0 | 0 | 0 | 0 | 0 | 0 | 0 | 0 | 0 | 0
2019-03-20 22:00 | 43544.9167 | 0 | 0 | 0 | 0 | 0 | 0 | 0 | 0 | 0 | 0 | 0 | 0
2019-03-20 23:00 | 43544.9583 | 0 | 0 | 0 | 0 | 0 | 0 | 0 | 0 | 0 | 0 | 0 | 0
2019-03-21 | 43545 | 0 | 0 | 0 | 0 | 0 | 0 | 0 | 0 | 0 | 0 | 0 | 0
2019-03-21 01:00 | 43545.0417 | 0 | 0 | 0 | 0 | 0 | 0 | 0 | 0 | 0 | 0 | 0 | 0
2019-03-21 02:00 | 43545.0833 | 0 | 0 | 0 | 0 | 0 | 0 | 0 | 0 | 0 | 0 | 0 | 0
2019-03-21 03:00 | 43545.125 | 0 | 0 | 0 | 0 | 0 | 0 | 0 | 0 | 0 | 0 | 0 | 0
2019-03-21 04:00 | 43545.1667 | 0 | 0 | 0 | 0 | 0 | 0 | 0 | 0 | 0 | 0 | 0 | 0
2019-03-21 05:00 | 43545.2083 | 0 | 0 | 0 | 0 | 0 | 0 | 0 | 0 | 0 | 0 | 0 | 0
2019-03-21 06:00 | 43545.25 | 0 | 0 | 0 | 0 | 0 | 0 | 0 | 0 | 0 | 0 | 0 | 0
2019-03-21 07:00 | 43545.2917 | 0.0076988 | 0.010265 | 0.012831 | 0.015398 | 0.017964 | 0.02053 | 0.023096 | 0.025663 | 0.028229 | 0.030795 | 0.033362 | 0.035928
2019-03-21 08:00 | 43545.3333 | 0.43241 | 0.57655 | 0.72069 | 0.86483 | 1.009 | 1.1531 | 1.2972 | 1.4414 | 1.5855 | 1.7297 | 1.8738 | 2.0179
2019-03-21 09:00 | 43545.375 | 1.1754 | 1.5672 | 1.959 | 2.3508 | 2.7425 | 3.1343 | 3.5261 | 3.9179 | 4.3097 | 4.7015 | 5.0933 | 5.4851
2019-03-21 10:00 | 43545.4167 | 1.8748 | 2.4997 | 3.1246 | 3.7495 | 4.3744 | 4.9993 | 5.6243 | 6.2492 | 6.8741 | 7.499 | 8.1239 | 8.7489
2019-03-21 11:00 | 43545.4583 | 2.3932 | 3.191 | 3.9887 | 4.7864 | 5.5842 | 6.3819 | 7.1796 | 7.9774 | 8.7751 | 9.5729 | 10.3706 | 11.1683
2019-03-21 12:00 | 43545.5 | 2.6275 | 3.5033 | 4.3791 | 5.255 | 6.1308 | 7.0066 | 7.8824 | 8.7583 | 9.6341 | 10.5099 | 11.3858 | 12.2616
2019-03-21 13:00 | 43545.5417 | 2.6721 | 3.5628 | 4.4535 | 5.3442 | 6.2349 | 7.1257 | 8.0164 | 8.9071 | 9.7978 | 10.6885 | 11.5792 | 12.4699
2019-03-21 14:00 | 43545.5833 | 2.6262 | 3.5017 | 4.3771 | 5.2525 | 6.1279 | 7.0033 | 7.8787 | 8.7542 | 9.6296 | 10.505 | 11.3804 | 12.2558
2019-03-21 15:00 | 43545.625 | 2.1813 | 2.9083 | 3.6354 | 4.3625 | 5.0896 | 5.8167 | 6.5438 | 7.2708 | 7.9979 | 8.725 | 9.4521 | 10.1792
2019-03-21 16:00 | 43545.6667 | 1.63 | 2.1733 | 2.7166 | 3.2599 | 3.8032 | 4.3465 | 4.8899 | 5.4332 | 5.9765 | 6.5198 | 7.0631 | 7.6064
2019-03-21 17:00 | 43545.7083 | 1.0485 | 1.3979 | 1.7474 | 2.0969 | 2.4464 | 2.7959 | 3.1454 | 3.4949 | 3.8443 | 4.1938 | 4.5433 | 4.8928
2019-03-21 18:00 | 43545.75 | 0.392 | 0.52267 | 0.65333 | 0.784 | 0.91466 | 1.0453 | 1.176 | 1.3067 | 1.4373 | 1.568 | 1.6987 | 1.8293
2019-03-21 19:00 | 43545.7917 | 0.004846 | 0.0064614 | 0.0080767 | 0.0096921 | 0.011307 | 0.012923 | 0.014538 | 0.016153 | 0.017769 | 0.019384 | 0.020999 | 0.022615
2019-03-21 20:00 | 43545.8333 | 0 | 0 | 0 | 0 | 0 | 0 | 0 | 0 | 0 | 0 | 0 | 0
2019-03-21 21:00 | 43545.875 | 0 | 0 | 0 | 0 | 0 | 0 | 0 | 0 | 0 | 0 | 0 | 0
2019-03-21 22:00 | 43545.9167 | 0 | 0 | 0 | 0 | 0 | 0 | 0 | 0 | 0 | 0 | 0 | 0
2019-03-21 23:00 | 43545.9583 | 0 | 0 | 0 | 0 | 0 | 0 | 0 | 0 | 0 | 0 | 0 | 0
2019-03-22 | 43546 | 0 | 0 | 0 | 0 | 0 | 0 | 0 | 0 | 0 | 0 | 0 | 0
2019-03-22 01:00 | 43546.0417 | 0 | 0 | 0 | 0 | 0 | 0 | 0 | 0 | 0 | 0 | 0 | 0
2019-03-22 02:00 | 43546.0833 | 0 | 0 | 0 | 0 | 0 | 0 | 0 | 0 | 0 | 0 | 0 | 0
2019-03-22 03:00 | 43546.125 | 0 | 0 | 0 | 0 | 0 | 0 | 0 | 0 | 0 | 0 | 0 | 0
2019-03-22 04:00 | 43546.1667 | 0 | 0 | 0 | 0 | 0 | 0 | 0 | 0 | 0 | 0 | 0 | 0
2019-03-22 05:00 | 43546.2083 | 0 | 0 | 0 | 0 | 0 | 0 | 0 | 0 | 0 | 0 | 0 | 0
2019-03-22 06:00 | 43546.25 | 0 | 0 | 0 | 0 | 0 | 0 | 0 | 0 | 0 | 0 | 0 | 0
2019-03-22 07:00 | 43546.2917 | 0.0093432 | 0.012458 | 0.015572 | 0.018686 | 0.021801 | 0.024915 | 0.02803 | 0.031144 | 0.034258 | 0.037373 | 0.040487 | 0.043602
2019-03-22 08:00 | 43546.3333 | 0.39802 | 0.5307 | 0.66337 | 0.79605 | 0.92872 | 1.0614 | 1.1941 | 1.3267 | 1.4594 | 1.5921 | 1.7248 | 1.8574
2019-03-22 09:00 | 43546.375 | 1.2125 | 1.6167 | 2.0208 | 2.425 | 2.8292 | 3.2333 | 3.6375 | 4.0417 | 4.4458 | 4.85 | 5.2542 | 5.6584
2019-03-22 10:00 | 43546.4167 | 1.6551 | 2.2068 | 2.7584 | 3.3101 | 3.8618 | 4.4135 | 4.9652 | 5.5169 | 6.0686 | 6.6203 | 7.172 | 7.7236
2019-03-22 11:00 | 43546.4583 | 1.9802 | 2.6402 | 3.3003 | 3.9604 | 4.6204 | 5.2805 | 5.9405 | 6.6006 | 7.2607 | 7.9207 | 8.5808 | 9.2408
2019-03-22 12:00 | 43546.5 | 2.0751 | 2.7668 | 3.4585 | 4.1501 | 4.8418 | 5.5335 | 6.2252 | 6.9169 | 7.6086 | 8.3003 | 8.992 | 9.6837
2019-03-22 13:00 | 43546.5417 | 2.2476 | 2.9968 | 3.7459 | 4.4951 | 5.2443 | 5.9935 | 6.7427 | 7.4919 | 8.2411 | 8.9903 | 9.7395 | 10.4887
2019-03-22 14:00 | 43546.5833 | 2.343 | 3.1239 | 3.9049 | 4.6859 | 5.4669 | 6.2479 | 7.0289 | 7.8099 | 8.5908 | 9.3718 | 10.1528 | 10.9338
2019-03-22 15:00 | 43546.625 | 2.1653 | 2.8871 | 3.6089 | 4.3307 | 5.0525 | 5.7742 | 6.496 | 7.2178 | 7.9396 | 8.6613 | 9.3831 | 10.1049
2019-03-22 16:00 | 43546.6667 | 1.5046 | 2.0062 | 2.5077 | 3.0092 | 3.5108 | 4.0123 | 4.5138 | 5.0154 | 5.5169 | 6.0185 | 6.52 | 7.0215
2019-03-22 17:00 | 43546.7083 | 0.87566 | 1.1676 | 1.4594 | 1.7513 | 2.0432 | 2.3351 | 2.627 | 2.9189 | 3.2108 | 3.5027 | 3.7945 | 4.0864
2019-03-22 18:00 | 43546.75 | 0.34186 | 0.45582 | 0.56977 | 0.68372 | 0.79768 | 0.91163 | 1.0256 | 1.1395 | 1.2535 | 1.3674 | 1.4814 | 1.5954
2019-03-22 19:00 | 43546.7917 | 0.0080945 | 0.010793 | 0.013491 | 0.016189 | 0.018887 | 0.021585 | 0.024283 | 0.026982 | 0.02968 | 0.032378 | 0.035076 | 0.037774
2019-03-22 20:00 | 43546.8333 | 0 | 0 | 0 | 0 | 0 | 0 | 0 | 0 | 0 | 0 | 0 | 0
2019-03-22 21:00 | 43546.875 | 0 | 0 | 0 | 0 | 0 | 0 | 0 | 0 | 0 | 0 | 0 | 0
2019-03-22 22:00 | 43546.9167 | 0 | 0 | 0 | 0 | 0 | 0 | 0 | 0 | 0 | 0 | 0 | 0
2019-03-22 23:00 | 43546.9583 | 0 | 0 | 0 | 0 | 0 | 0 | 0 | 0 | 0 | 0 | 0 | 0
2019-03-23 | 43547 | 0 | 0 | 0 | 0 | 0 | 0 | 0 | 0 | 0 | 0 | 0 | 0
2019-03-23 01:00 | 43547.0417 | 0 | 0 | 0 | 0 | 0 | 0 | 0 | 0 | 0 | 0 | 0 | 0
2019-03-23 02:00 | 43547.0833 | 0 | 0 | 0 | 0 | 0 | 0 | 0 | 0 | 0 | 0 | 0 | 0
2019-03-23 03:00 | 43547.125 | 0 | 0 | 0 | 0 | 0 | 0 | 0 | 0 | 0 | 0 | 0 | 0
2019-03-23 04:00 | 43547.1667 | 0 | 0 | 0 | 0 | 0 | 0 | 0 | 0 | 0 | 0 | 0 | 0
2019-03-23 05:00 | 43547.2083 | 0 | 0 | 0 | 0 | 0 | 0 | 0 | 0 | 0 | 0 | 0 | 0
2019-03-23 06:00 | 43547.25 | 0 | 0 | 0 | 0 | 0 | 0 | 0 | 0 | 0 | 0 | 0 | 0
2019-03-23 07:00 | 43547.2917 | 0.0032874 | 0.0043832 | 0.0054791 | 0.0065749 | 0.0076707 | 0.0087665 | 0.0098623 | 0.010958 | 0.012054 | 0.01315 | 0.014246 | 0.015341
2019-03-23 08:00 | 43547.3333 | 0.57014 | 0.76018 | 0.95023 | 1.1403 | 1.3303 | 1.5204 | 1.7104 | 1.9005 | 2.0905 | 2.2806 | 2.4706 | 2.6606
2019-03-23 09:00 | 43547.375 | 1.3605 | 1.814 | 2.2675 | 2.721 | 3.1745 | 3.628 | 4.0815 | 4.535 | 4.9885 | 5.442 | 5.8955 | 6.349
2019-03-23 10:00 | 43547.4167 | 1.3117 | 1.749 | 2.1862 | 2.6234 | 3.0607 | 3.4979 | 3.9352 | 4.3724 | 4.8096 | 5.2469 | 5.6841 | 6.1214
2019-03-23 11:00 | 43547.4583 | 2.7885 | 3.7181 | 4.6476 | 5.5771 | 6.5066 | 7.4361 | 8.3656 | 9.2952 | 10.2247 | 11.1542 | 12.0837 | 13.0132
2019-03-23 12:00 | 43547.5 | 3.2304 | 4.3072 | 5.384 | 6.4608 | 7.5376 | 8.6144 | 9.6912 | 10.768 | 11.8448 | 12.9216 | 13.9984 | 15.0752
2019-03-23 13:00 | 43547.5417 | 1.765 | 2.3533 | 2.9416 | 3.53 | 4.1183 | 4.7066 | 5.295 | 5.8833 | 6.4716 | 7.0599 | 7.6483 | 8.2366
2019-03-23 14:00 | 43547.5833 | 0.752 | 1.0027 | 1.2533 | 1.504 | 1.7547 | 2.0053 | 2.256 | 2.5067 | 2.7573 | 3.008 | 3.2587 | 3.5093
2019-03-23 15:00 | 43547.625 | 0.79534 | 1.0605 | 1.3256 | 1.5907 | 1.8558 | 2.1209 | 2.386 | 2.6511 | 2.9163 | 3.1814 | 3.4465 | 3.7116
2019-03-23 16:00 | 43547.6667 | 0.26099 | 0.34798 | 0.43498 | 0.52197 | 0.60897 | 0.69596 | 0.78296 | 0.86996 | 0.95695 | 1.0439 | 1.1309 | 1.2179
2019-03-23 17:00 | 43547.7083 | 0.10059 | 0.13412 | 0.16765 | 0.20118 | 0.2347 | 0.26823 | 0.30176 | 0.33529 | 0.36882 | 0.40235 | 0.43588 | 0.46941
2019-03-23 18:00 | 43547.75 | 0.05654 | 0.075386 | 0.094233 | 0.11308 | 0.13193 | 0.15077 | 0.16962 | 0.18847 | 0.20731 | 0.22616 | 0.24501 | 0.26385
2019-03-23 19:00 | 43547.7917 | 0.003077 | 0.0041026 | 0.0051283 | 0.006154 | 0.0071796 | 0.0082053 | 0.0092309 | 0.010257 | 0.011282 | 0.012308 | 0.013334 | 0.014359
2019-03-23 20:00 | 43547.8333 | 0 | 0 | 0 | 0 | 0 | 0 | 0 | 0 | 0 | 0 | 0 | 0
2019-03-23 21:00 | 43547.875 | 0 | 0 | 0 | 0 | 0 | 0 | 0 | 0 | 0 | 0 | 0 | 0
2019-03-23 22:00 | 43547.9167 | 0 | 0 | 0 | 0 | 0 | 0 | 0 | 0 | 0 | 0 | 0 | 0
2019-03-23 23:00 | 43547.9583 | 0 | 0 | 0 | 0 | 0 | 0 | 0 | 0 | 0 | 0 | 0 | 0
2019-03-24 | 43548 | 0 | 0 | 0 | 0 | 0 | 0 | 0 | 0 | 0 | 0 | 0 | 0
2019-03-24 01:00 | 43548.0417 | 0 | 0 | 0 | 0 | 0 | 0 | 0 | 0 | 0 | 0 | 0 | 0
2019-03-24 02:00 | 43548.0833 | 0 | 0 | 0 | 0 | 0 | 0 | 0 | 0 | 0 | 0 | 0 | 0
2019-03-24 03:00 | 43548.125 | 0 | 0 | 0 | 0 | 0 | 0 | 0 | 0 | 0 | 0 | 0 | 0
2019-03-24 04:00 | 43548.1667 | 0 | 0 | 0 | 0 | 0 | 0 | 0 | 0 | 0 | 0 | 0 | 0
2019-03-24 05:00 | 43548.2083 | 0 | 0 | 0 | 0 | 0 | 0 | 0 | 0 | 0 | 0 | 0 | 0
2019-03-24 06:00 | 43548.25 | 0 | 0 | 0 | 0 | 0 | 0 | 0 | 0 | 0 | 0 | 0 | 0
2019-03-24 07:00 | 43548.2917 | 0.011584 | 0.015446 | 0.019307 | 0.023168 | 0.02703 | 0.030891 | 0.034753 | 0.038614 | 0.042475 | 0.046337 | 0.050198 | 0.05406
2019-03-24 08:00 | 43548.3333 | 0.35687 | 0.47582 | 0.59478 | 0.71373 | 0.83269 | 0.95164 | 1.0706 | 1.1896 | 1.3085 | 1.4275 | 1.5464 | 1.6654
2019-03-24 09:00 | 43548.375 | 1.1294 | 1.5058 | 1.8823 | 2.2587 | 2.6352 | 3.0116 | 3.3881 | 3.7645 | 4.141 | 4.5174 | 4.8939 | 5.2703
2019-03-24 10:00 | 43548.4167 | 1.7352 | 2.3136 | 2.892 | 3.4704 | 4.0488 | 4.6272 | 5.2056 | 5.784 | 6.3624 | 6.9408 | 7.5192 | 8.0976
2019-03-24 11:00 | 43548.4583 | 2.1322 | 2.843 | 3.5537 | 4.2645 | 4.9752 | 5.686 | 6.3967 | 7.1075 | 7.8182 | 8.529 | 9.2397 | 9.9505
2019-03-24 12:00 | 43548.5 | 1.9616 | 2.6154 | 3.2693 | 3.9231 | 4.577 | 5.2308 | 5.8847 | 6.5385 | 7.1924 | 7.8462 | 8.5001 | 9.1539
2019-03-24 13:00 | 43548.5417 | 1.9654 | 2.6206 | 3.2757 | 3.9309 | 4.586 | 5.2412 | 5.8963 | 6.5515 | 7.2066 | 7.8618 | 8.5169 | 9.172
2019-03-24 14:00 | 43548.5833 | 2.1041 | 2.8055 | 3.5069 | 4.2082 | 4.9096 | 5.611 | 6.3123 | 7.0137 | 7.7151 | 8.4165 | 9.1178 | 9.8192
2019-03-24 15:00 | 43548.625 | 1.9973 | 2.6631 | 3.3288 | 3.9946 | 4.6604 | 5.3262 | 5.9919 | 6.6577 | 7.3235 | 7.9892 | 8.655 | 9.3208
2019-03-24 16:00 | 43548.6667 | 1.2956 | 1.7275 | 2.1593 | 2.5912 | 3.023 | 3.4549 | 3.8868 | 4.3186 | 4.7505 | 5.1824 | 5.6142 | 6.0461
2019-03-24 17:00 | 43548.7083 | 1.0498 | 1.3997 | 1.7497 | 2.0996 | 2.4495 | 2.7995 | 3.1494 | 3.4994 | 3.8493 | 4.1992 | 4.5492 | 4.8991
2019-03-24 18:00 | 43548.75 | 0.35987 | 0.47983 | 0.59979 | 0.71974 | 0.8397 | 0.95966 | 1.0796 | 1.1996 | 1.3195 | 1.4395 | 1.5594 | 1.6794
2019-03-24 19:00 | 43548.7917 | 0.0046176 | 0.0061569 | 0.0076961 | 0.0092353 | 0.010775 | 0.012314 | 0.013853 | 0.015392 | 0.016931 | 0.018471 | 0.02001 | 0.021549
2019-03-24 20:00 | 43548.8333 | 0 | 0 | 0 | 0 | 0 | 0 | 0 | 0 | 0 | 0 | 0 | 0
2019-03-24 21:00 | 43548.875 | 0 | 0 | 0 | 0 | 0 | 0 | 0 | 0 | 0 | 0 | 0 | 0
2019-03-24 22:00 | 43548.9167 | 0 | 0 | 0 | 0 | 0 | 0 | 0 | 0 | 0 | 0 | 0 | 0
2019-03-24 23:00 | 43548.9583 | 0 | 0 | 0 | 0 | 0 | 0 | 0 | 0 | 0 | 0 | 0 | 0
2019-03-25 | 43549 | 0 | 0 | 0 | 0 | 0 | 0 | 0 | 0 | 0 | 0 | 0 | 0
2019-03-25 01:00 | 43549.0417 | 0 | 0 | 0 | 0 | 0 | 0 | 0 | 0 | 0 | 0 | 0 | 0
2019-03-25 02:00 | 43549.0833 | 0 | 0 | 0 | 0 | 0 | 0 | 0 | 0 | 0 | 0 | 0 | 0
2019-03-25 03:00 | 43549.125 | 0 | 0 | 0 | 0 | 0 | 0 | 0 | 0 | 0 | 0 | 0 | 0
2019-03-25 04:00 | 43549.1667 | 0 | 0 | 0 | 0 | 0 | 0 | 0 | 0 | 0 | 0 | 0 | 0
2019-03-25 05:00 | 43549.2083 | 0 | 0 | 0 | 0 | 0 | 0 | 0 | 0 | 0 | 0 | 0 | 0
2019-03-25 06:00 | 43549.25 | 0 | 0 | 0 | 0 | 0 | 0 | 0 | 0 | 0 | 0 | 0 | 0
2019-03-25 07:00 | 43549.2917 | 0.007234 | 0.0096454 | 0.012057 | 0.014468 | 0.016879 | 0.019291 | 0.021702 | 0.024113 | 0.026525 | 0.028936 | 0.031347 | 0.033759
2019-03-25 08:00 | 43549.3333 | 0.38412 | 0.51217 | 0.64021 | 0.76825 | 0.89629 | 1.0243 | 1.1524 | 1.2804 | 1.4085 | 1.5365 | 1.6645 | 1.7926
2019-03-25 09:00 | 43549.375 | 1.1338 | 1.5117 | 1.8896 | 2.2676 | 2.6455 | 3.0234 | 3.4013 | 3.7793 | 4.1572 | 4.5351 | 4.913 | 5.291
2019-03-25 10:00 | 43549.4167 | 0.35434 | 0.47246 | 0.59057 | 0.70869 | 0.8268 | 0.94492 | 1.063 | 1.1811 | 1.2993 | 1.4174 | 1.5355 | 1.6536
2019-03-25 11:00 | 43549.4583 | 1.0586 | 1.4115 | 1.7644 | 2.1172 | 2.4701 | 2.823 | 3.1758 | 3.5287 | 3.8816 | 4.2344 | 4.5873 | 4.9402
2019-03-25 12:00 | 43549.5 | 0.26112 | 0.34815 | 0.43519 | 0.52223 | 0.60927 | 0.69631 | 0.78335 | 0.87038 | 0.95742 | 1.0445 | 1.1315 | 1.2185
2019-03-25 13:00 | 43549.5417 | 1.8529 | 2.4705 | 3.0882 | 3.7058 | 4.3234 | 4.9411 | 5.5587 | 6.1763 | 6.7939 | 7.4116 | 8.0292 | 8.6468
2019-03-25 14:00 | 43549.5833 | 1.3311 | 1.7748 | 2.2185 | 2.6622 | 3.1059 | 3.5496 | 3.9933 | 4.437 | 4.8807 | 5.3244 | 5.7681 | 6.2118
2019-03-25 15:00 | 43549.625 | 1.3424 | 1.7899 | 2.2373 | 2.6848 | 3.1323 | 3.5797 | 4.0272 | 4.4747 | 4.9221 | 5.3696 | 5.8171 | 6.2645
2019-03-25 16:00 | 43549.6667 | 1.7269 | 2.3026 | 2.8782 | 3.4538 | 4.0295 | 4.6051 | 5.1808 | 5.7564 | 6.332 | 6.9077 | 7.4833 | 8.0589
2019-03-25 17:00 | 43549.7083 | 0.56558 | 0.7541 | 0.94263 | 1.1312 | 1.3197 | 1.5082 | 1.6967 | 1.8853 | 2.0738 | 2.2623 | 2.4508 | 2.6394
2019-03-25 18:00 | 43549.75 | 0.28118 | 0.37491 | 0.46863 | 0.56236 | 0.65609 | 0.74981 | 0.84354 | 0.93726 | 1.031 | 1.1247 | 1.2184 | 1.3122
2019-03-25 19:00 | 43549.7917 | 0.0047993 | 0.0063991 | 0.0079989 | 0.0095986 | 0.011198 | 0.012798 | 0.014398 | 0.015998 | 0.017598 | 0.019197 | 0.020797 | 0.022397
2019-03-25 20:00 | 43549.8333 | 0 | 0 | 0 | 0 | 0 | 0 | 0 | 0 | 0 | 0 | 0 | 0
2019-03-25 21:00 | 43549.875 | 0 | 0 | 0 | 0 | 0 | 0 | 0 | 0 | 0 | 0 | 0 | 0
2019-03-25 22:00 | 43549.9167 | 0 | 0 | 0 | 0 | 0 | 0 | 0 | 0 | 0 | 0 | 0 | 0
2019-03-25 23:00 | 43549.9583 | 0 | 0 | 0 | 0 | 0 | 0 | 0 | 0 | 0 | 0 | 0 | 0
2019-03-26 | 43550 | 0 | 0 | 0 | 0 | 0 | 0 | 0 | 0 | 0 | 0 | 0 | 0
2019-03-26 01:00 | 43550.0417 | 0 | 0 | 0 | 0 | 0 | 0 | 0 | 0 | 0 | 0 | 0 | 0
2019-03-26 02:00 | 43550.0833 | 0 | 0 | 0 | 0 | 0 | 0 | 0 | 0 | 0 | 0 | 0 | 0
2019-03-26 03:00 | 43550.125 | 0 | 0 | 0 | 0 | 0 | 0 | 0 | 0 | 0 | 0 | 0 | 0
2019-03-26 04:00 | 43550.1667 | 0 | 0 | 0 | 0 | 0 | 0 | 0 | 0 | 0 | 0 | 0 | 0
2019-03-26 05:00 | 43550.2083 | 0 | 0 | 0 | 0 | 0 | 0 | 0 | 0 | 0 | 0 | 0 | 0
2019-03-26 06:00 | 43550.25 | 0 | 0 | 0 | 0 | 0 | 0 | 0 | 0 | 0 | 0 | 0 | 0
2019-03-26 07:00 | 43550.2917 | 0.0095856 | 0.012781 | 0.015976 | 0.019171 | 0.022366 | 0.025562 | 0.028757 | 0.031952 | 0.035147 | 0.038342 | 0.041538 | 0.044733
2019-03-26 08:00 | 43550.3333 | 0.36186 | 0.48249 | 0.60311 | 0.72373 | 0.84435 | 0.96497 | 1.0856 | 1.2062 | 1.3268 | 1.4475 | 1.5681 | 1.6887
2019-03-26 09:00 | 43550.375 | 0.72074 | 0.96099 | 1.2012 | 1.4415 | 1.6817 | 1.922 | 2.1622 | 2.4025 | 2.6427 | 2.883 | 3.1232 | 3.3635
2019-03-26 10:00 | 43550.4167 | 1.2194 | 1.6259 | 2.0323 | 2.4388 | 2.8453 | 3.2518 | 3.6582 | 4.0647 | 4.4712 | 4.8776 | 5.2841 | 5.6906
2019-03-26 11:00 | 43550.4583 | 1.5759 | 2.1012 | 2.6265 | 3.1518 | 3.6771 | 4.2024 | 4.7277 | 5.253 | 5.7783 | 6.3036 | 6.8289 | 7.3543
2019-03-26 12:00 | 43550.5 | 1.551 | 2.0679 | 2.5849 | 3.1019 | 3.6189 | 4.1359 | 4.6529 | 5.1698 | 5.6868 | 6.2038 | 6.7208 | 7.2378
2019-03-26 13:00 | 43550.5417 | 1.6782 | 2.2376 | 2.7969 | 3.3563 | 3.9157 | 4.4751 | 5.0345 | 5.5939 | 6.1533 | 6.7127 | 7.2721 | 7.8314
2019-03-26 14:00 | 43550.5833 | 1.613 | 2.1507 | 2.6884 | 3.226 | 3.7637 | 4.3014 | 4.8391 | 5.3767 | 5.9144 | 6.4521 | 6.9897 | 7.5274
2019-03-26 15:00 | 43550.625 | 1.5186 | 2.0248 | 2.531 | 3.0371 | 3.5433 | 4.0495 | 4.5557 | 5.0619 | 5.5681 | 6.0743 | 6.5805 | 7.0867
2019-03-26 16:00 | 43550.6667 | 0.9839 | 1.3119 | 1.6398 | 1.9678 | 2.2958 | 2.6237 | 2.9517 | 3.2797 | 3.6076 | 3.9356 | 4.2636 | 4.5915
2019-03-26 17:00 | 43550.7083 | 0.66614 | 0.88818 | 1.1102 | 1.3323 | 1.5543 | 1.7764 | 1.9984 | 2.2205 | 2.4425 | 2.6646 | 2.8866 | 3.1086
2019-03-26 18:00 | 43550.75 | 0.25259 | 0.33678 | 0.42098 | 0.50517 | 0.58937 | 0.67356 | 0.75776 | 0.84196 | 0.92615 | 1.0103 | 1.0945 | 1.1787
2019-03-26 19:00 | 43550.7917 | 0.0030864 | 0.0041152 | 0.0051439 | 0.0061727 | 0.0072015 | 0.0082303 | 0.0092591 | 0.010288 | 0.011317 | 0.012345 | 0.013374 | 0.014403
2019-03-26 20:00 | 43550.8333 | 0 | 0 | 0 | 0 | 0 | 0 | 0 | 0 | 0 | 0 | 0 | 0
2019-03-26 21:00 | 43550.875 | 0 | 0 | 0 | 0 | 0 | 0 | 0 | 0 | 0 | 0 | 0 | 0
2019-03-26 22:00 | 43550.9167 | 0 | 0 | 0 | 0 | 0 | 0 | 0 | 0 | 0 | 0 | 0 | 0
2019-03-26 23:00 | 43550.9583 | 0 | 0 | 0 | 0 | 0 | 0 | 0 | 0 | 0 | 0 | 0 | 0
2019-03-27 | 43551 | 0 | 0 | 0 | 0 | 0 | 0 | 0 | 0 | 0 | 0 | 0 | 0
2019-03-27 01:00 | 43551.0417 | 0 | 0 | 0 | 0 | 0 | 0 | 0 | 0 | 0 | 0 | 0 | 0
2019-03-27 02:00 | 43551.0833 | 0 | 0 | 0 | 0 | 0 | 0 | 0 | 0 | 0 | 0 | 0 | 0
2019-03-27 03:00 | 43551.125 | 0 | 0 | 0 | 0 | 0 | 0 | 0 | 0 | 0 | 0 | 0 | 0
2019-03-27 04:00 | 43551.1667 | 0 | 0 | 0 | 0 | 0 | 0 | 0 | 0 | 0 | 0 | 0 | 0
2019-03-27 05:00 | 43551.2083 | 0 | 0 | 0 | 0 | 0 | 0 | 0 | 0 | 0 | 0 | 0 | 0
2019-03-27 06:00 | 43551.25 | 0 | 0 | 0 | 0 | 0 | 0 | 0 | 0 | 0 | 0 | 0 | 0
2019-03-27 07:00 | 43551.2917 | 0.015593 | 0.020791 | 0.025989 | 0.031187 | 0.036385 | 0.041582 | 0.04678 | 0.051978 | 0.057176 | 0.062374 | 0.067571 | 0.072769
2019-03-27 08:00 | 43551.3333 | 0.47775 | 0.63701 | 0.79626 | 0.95551 | 1.1148 | 1.274 | 1.4333 | 1.5925 | 1.7518 | 1.911 | 2.0703 | 2.2295
2019-03-27 09:00 | 43551.375 | 1.1649 | 1.5531 | 1.9414 | 2.3297 | 2.718 | 3.1063 | 3.4946 | 3.8829 | 4.2711 | 4.6594 | 5.0477 | 5.436
2019-03-27 10:00 | 43551.4167 | 1.6939 | 2.2586 | 2.8232 | 3.3879 | 3.9525 | 4.5172 | 5.0818 | 5.6465 | 6.2111 | 6.7758 | 7.3404 | 7.905
2019-03-27 11:00 | 43551.4583 | 2.1331 | 2.8441 | 3.5551 | 4.2661 | 4.9771 | 5.6882 | 6.3992 | 7.1102 | 7.8212 | 8.5322 | 9.2433 | 9.9543
2019-03-27 12:00 | 43551.5 | 2.3836 | 3.1781 | 3.9726 | 4.7671 | 5.5617 | 6.3562 | 7.1507 | 7.9452 | 8.7397 | 9.5343 | 10.3288 | 11.1233
2019-03-27 13:00 | 43551.5417 | 2.4905 | 3.3206 | 4.1508 | 4.981 | 5.8111 | 6.6413 | 7.4714 | 8.3016 | 9.1318 | 9.9619 | 10.7921 | 11.6222
2019-03-27 14:00 | 43551.5833 | 2.3803 | 3.1737 | 3.9671 | 4.7605 | 5.554 | 6.3474 | 7.1408 | 7.9342 | 8.7277 | 9.5211 | 10.3145 | 11.1079
2019-03-27 15:00 | 43551.625 | 1.9936 | 2.6581 | 3.3227 | 3.9872 | 4.6518 | 5.3163 | 5.9808 | 6.6454 | 7.3099 | 7.9744 | 8.639 | 9.3035
2019-03-27 16:00 | 43551.6667 | 1.3612 | 1.8149 | 2.2687 | 2.7224 | 3.1761 | 3.6298 | 4.0836 | 4.5373 | 4.991 | 5.4448 | 5.8985 | 6.3522
2019-03-27 17:00 | 43551.7083 | 0.66817 | 0.89089 | 1.1136 | 1.3363 | 1.5591 | 1.7818 | 2.0045 | 2.2272 | 2.4499 | 2.6727 | 2.8954 | 3.1181
2019-03-27 18:00 | 43551.75 | 0.33901 | 0.45202 | 0.56502 | 0.67803 | 0.79103 | 0.90404 | 1.017 | 1.13 | 1.243 | 1.3561 | 1.4691 | 1.5821
2019-03-27 19:00 | 43551.7917 | 0.0027476 | 0.0036635 | 0.0045794 | 0.0054953 | 0.0064111 | 0.007327 | 0.0082429 | 0.0091588 | 0.010075 | 0.010991 | 0.011906 | 0.012822
2019-03-27 20:00 | 43551.8333 | 0 | 0 | 0 | 0 | 0 | 0 | 0 | 0 | 0 | 0 | 0 | 0
2019-03-27 21:00 | 43551.875 | 0 | 0 | 0 | 0 | 0 | 0 | 0 | 0 | 0 | 0 | 0 | 0
2019-03-27 22:00 | 43551.9167 | 0 | 0 | 0 | 0 | 0 | 0 | 0 | 0 | 0 | 0 | 0 | 0
2019-03-27 23:00 | 43551.9583 | 0 | 0 | 0 | 0 | 0 | 0 | 0 | 0 | 0 | 0 | 0 | 0
2019-03-28 | 43552 | 0 | 0 | 0 | 0 | 0 | 0 | 0 | 0 | 0 | 0 | 0 | 0
2019-03-28 01:00 | 43552.0417 | 0 | 0 | 0 | 0 | 0 | 0 | 0 | 0 | 0 | 0 | 0 | 0
2019-03-28 02:00 | 43552.0833 | 0 | 0 | 0 | 0 | 0 | 0 | 0 | 0 | 0 | 0 | 0 | 0
2019-03-28 03:00 | 43552.125 | 0 | 0 | 0 | 0 | 0 | 0 | 0 | 0 | 0 | 0 | 0 | 0
2019-03-28 04:00 | 43552.1667 | 0 | 0 | 0 | 0 | 0 | 0 | 0 | 0 | 0 | 0 | 0 | 0
2019-03-28 05:00 | 43552.2083 | 0 | 0 | 0 | 0 | 0 | 0 | 0 | 0 | 0 | 0 | 0 | 0
2019-03-28 06:00 | 43552.25 | 0 | 0 | 0 | 0 | 0 | 0 | 0 | 0 | 0 | 0 | 0 | 0
2019-03-28 07:00 | 43552.2917 | 0.003077 | 0.0041026 | 0.0051283 | 0.006154 | 0.0071796 | 0.0082053 | 0.0092309 | 0.010257 | 0.011282 | 0.012308 | 0.013334 | 0.014359
2019-03-28 08:00 | 43552.3333 | 0.027543 | 0.036724 | 0.045905 | 0.055086 | 0.064266 | 0.073447 | 0.082628 | 0.091809 | 0.10099 | 0.11017 | 0.11935 | 0.12853
2019-03-28 09:00 | 43552.375 | 0.077959 | 0.10394 | 0.12993 | 0.15592 | 0.1819 | 0.20789 | 0.23388 | 0.25986 | 0.28585 | 0.31183 | 0.33782 | 0.36381
2019-03-28 10:00 | 43552.4167 | 0.10915 | 0.14554 | 0.18192 | 0.2183 | 0.25469 | 0.29107 | 0.32746 | 0.36384 | 0.40022 | 0.43661 | 0.47299 | 0.50937
2019-03-28 11:00 | 43552.4583 | 0.15605 | 0.20806 | 0.26008 | 0.31209 | 0.36411 | 0.41612 | 0.46814 | 0.52015 | 0.57217 | 0.62418 | 0.6762 | 0.72821
2019-03-28 12:00 | 43552.5 | 0.20632 | 0.27509 | 0.34387 | 0.41264 | 0.48142 | 0.55019 | 0.61896 | 0.68774 | 0.75651 | 0.82528 | 0.89406 | 0.96283
2019-03-28 13:00 | 43552.5417 | 1.1697 | 1.5596 | 1.9495 | 2.3394 | 2.7293 | 3.1192 | 3.5091 | 3.899 | 4.2889 | 4.6788 | 5.0687 | 5.4586
2019-03-28 14:00 | 43552.5833 | 1.0777 | 1.4369 | 1.7961 | 2.1553 | 2.5145 | 2.8738 | 3.233 | 3.5922 | 3.9514 | 4.3106 | 4.6699 | 5.0291
2019-03-28 15:00 | 43552.625 | 1.0322 | 1.3762 | 1.7203 | 2.0643 | 2.4084 | 2.7524 | 3.0965 | 3.4406 | 3.7846 | 4.1287 | 4.4727 | 4.8168
2019-03-28 16:00 | 43552.6667 | 0.71127 | 0.94836 | 1.1854 | 1.4225 | 1.6596 | 1.8967 | 2.1338 | 2.3709 | 2.608 | 2.8451 | 3.0822 | 3.3193
2019-03-28 17:00 | 43552.7083 | 0.41916 | 0.55889 | 0.69861 | 0.83833 | 0.97805 | 1.1178 | 1.2575 | 1.3972 | 1.5369 | 1.6767 | 1.8164 | 1.9561
2019-03-28 18:00 | 43552.75 | 0.1871 | 0.24947 | 0.31184 | 0.3742 | 0.43657 | 0.49894 | 0.56131 | 0.62367 | 0.68604 | 0.74841 | 0.81078 | 0.87314
2019-03-28 19:00 | 43552.7917 | 0.0028744 | 0.0038326 | 0.0047907 | 0.0057489 | 0.006707 | 0.0076652 | 0.0086233 | 0.0095815 | 0.01054 | 0.011498 | 0.012456 | 0.013414
2019-03-28 20:00 | 43552.8333 | 0 | 0 | 0 | 0 | 0 | 0 | 0 | 0 | 0 | 0 | 0 | 0
2019-03-28 21:00 | 43552.875 | 0 | 0 | 0 | 0 | 0 | 0 | 0 | 0 | 0 | 0 | 0 | 0
2019-03-28 22:00 | 43552.9167 | 0 | 0 | 0 | 0 | 0 | 0 | 0 | 0 | 0 | 0 | 0 | 0
2019-03-28 23:00 | 43552.9583 | 0 | 0 | 0 | 0 | 0 | 0 | 0 | 0 | 0 | 0 | 0 | 0
2019-03-29 | 43553 | 0 | 0 | 0 | 0 | 0 | 0 | 0 | 0 | 0 | 0 | 0 | 0
2019-03-29 01:00 | 43553.0417 | 0 | 0 | 0 | 0 | 0 | 0 | 0 | 0 | 0 | 0 | 0 | 0
2019-03-29 02:00 | 43553.0833 | 0 | 0 | 0 | 0 | 0 | 0 | 0 | 0 | 0 | 0 | 0 | 0
2019-03-29 03:00 | 43553.125 | 0 | 0 | 0 | 0 | 0 | 0 | 0 | 0 | 0 | 0 | 0 | 0
2019-03-29 04:00 | 43553.1667 | 0 | 0 | 0 | 0 | 0 | 0 | 0 | 0 | 0 | 0 | 0 | 0
2019-03-29 05:00 | 43553.2083 | 0 | 0 | 0 | 0 | 0 | 0 | 0 | 0 | 0 | 0 | 0 | 0
2019-03-29 06:00 | 43553.25 | 0 | 0 | 0 | 0 | 0 | 0 | 0 | 0 | 0 | 0 | 0 | 0
2019-03-29 07:00 | 43553.2917 | 0.023186 | 0.030915 | 0.038644 | 0.046372 | 0.054101 | 0.06183 | 0.069559 | 0.077287 | 0.085016 | 0.092745 | 0.10047 | 0.1082
2019-03-29 08:00 | 43553.3333 | 0.53357 | 0.71142 | 0.88928 | 1.0671 | 1.245 | 1.4228 | 1.6007 | 1.7786 | 1.9564 | 2.1343 | 2.3121 | 2.49
2019-03-29 09:00 | 43553.375 | 1.2973 | 1.7297 | 2.1622 | 2.5946 | 3.027 | 3.4595 | 3.8919 | 4.3243 | 4.7568 | 5.1892 | 5.6216 | 6.0541
2019-03-29 10:00 | 43553.4167 | 1.9938 | 2.6583 | 3.3229 | 3.9875 | 4.6521 | 5.3167 | 5.9813 | 6.6459 | 7.3105 | 7.975 | 8.6396 | 9.3042
2019-03-29 11:00 | 43553.4583 | 2.516 | 3.3546 | 4.1933 | 5.0319 | 5.8706 | 6.7092 | 7.5479 | 8.3865 | 9.2252 | 10.0638 | 10.9025 | 11.7411
2019-03-29 12:00 | 43553.5 | 2.8061 | 3.7415 | 4.6769 | 5.6123 | 6.5477 | 7.4831 | 8.4184 | 9.3538 | 10.2892 | 11.2246 | 12.16 | 13.0953
2019-03-29 13:00 | 43553.5417 | 2.8758 | 3.8345 | 4.7931 | 5.7517 | 6.7103 | 7.6689 | 8.6275 | 9.5861 | 10.5447 | 11.5034 | 12.462 | 13.4206
2019-03-29 14:00 | 43553.5833 | 2.7272 | 3.6363 | 4.5453 | 5.4544 | 6.3634 | 7.2725 | 8.1816 | 9.0906 | 9.9997 | 10.9088 | 11.8178 | 12.7269
2019-03-29 15:00 | 43553.625 | 2.4095 | 3.2126 | 4.0158 | 4.819 | 5.6221 | 6.4253 | 7.2285 | 8.0316 | 8.8348 | 9.6379 | 10.4411 | 11.2443
2019-03-29 16:00 | 43553.6667 | 1.8404 | 2.4538 | 3.0673 | 3.6807 | 4.2942 | 4.9076 | 5.5211 | 6.1346 | 6.748 | 7.3615 | 7.9749 | 8.5884
2019-03-29 17:00 | 43553.7083 | 1.1836 | 1.5781 | 1.9727 | 2.3672 | 2.7617 | 3.1562 | 3.5508 | 3.9453 | 4.3398 | 4.7344 | 5.1289 | 5.5234
2019-03-29 18:00 | 43553.75 | 0.45846 | 0.61129 | 0.76411 | 0.91693 | 1.0697 | 1.2226 | 1.3754 | 1.5282 | 1.681 | 1.8339 | 1.9867 | 2.1395
2019-03-29 19:00 | 43553.7917 | 0.016445 | 0.021926 | 0.027408 | 0.03289 | 0.038371 | 0.043853 | 0.049335 | 0.054816 | 0.060298 | 0.065779 | 0.071261 | 0.076743
2019-03-29 20:00 | 43553.8333 | 0 | 0 | 0 | 0 | 0 | 0 | 0 | 0 | 0 | 0 | 0 | 0
2019-03-29 21:00 | 43553.875 | 0 | 0 | 0 | 0 | 0 | 0 | 0 | 0 | 0 | 0 | 0 | 0
2019-03-29 22:00 | 43553.9167 | 0 | 0 | 0 | 0 | 0 | 0 | 0 | 0 | 0 | 0 | 0 | 0
2019-03-29 23:00 | 43553.9583 | 0 | 0 | 0 | 0 | 0 | 0 | 0 | 0 | 0 | 0 | 0 | 0
2019-03-30 | 43554 | 0 | 0 | 0 | 0 | 0 | 0 | 0 | 0 | 0 | 0 | 0 | 0
2019-03-30 01:00 | 43554.0417 | 0 | 0 | 0 | 0 | 0 | 0 | 0 | 0 | 0 | 0 | 0 | 0
2019-03-30 02:00 | 43554.0833 | 0 | 0 | 0 | 0 | 0 | 0 | 0 | 0 | 0 | 0 | 0 | 0
2019-03-30 03:00 | 43554.125 | 0 | 0 | 0 | 0 | 0 | 0 | 0 | 0 | 0 | 0 | 0 | 0
2019-03-30 04:00 | 43554.1667 | 0 | 0 | 0 | 0 | 0 | 0 | 0 | 0 | 0 | 0 | 0 | 0
2019-03-30 05:00 | 43554.2083 | 0 | 0 | 0 | 0 | 0 | 0 | 0 | 0 | 0 | 0 | 0 | 0
2019-03-30 06:00 | 43554.25 | 0 | 0 | 0 | 0 | 0 | 0 | 0 | 0 | 0 | 0 | 0 | 0
2019-03-30 07:00 | 43554.2917 | 0.02532 | 0.03376 | 0.0422 | 0.05064 | 0.05908 | 0.06752 | 0.07596 | 0.0844 | 0.09284 | 0.10128 | 0.10972 | 0.11816
2019-03-30 08:00 | 43554.3333 | 0.55816 | 0.74421 | 0.93026 | 1.1163 | 1.3024 | 1.4884 | 1.6745 | 1.8605 | 2.0466 | 2.2326 | 2.4187 | 2.6047
2019-03-30 09:00 | 43554.375 | 1.3168 | 1.7557 | 2.1946 | 2.6335 | 3.0725 | 3.5114 | 3.9503 | 4.3892 | 4.8282 | 5.2671 | 5.706 | 6.1449
2019-03-30 10:00 | 43554.4167 | 2.0036 | 2.6715 | 3.3394 | 4.0073 | 4.6751 | 5.343 | 6.0109 | 6.6788 | 7.3466 | 8.0145 | 8.6824 | 9.3503
2019-03-30 11:00 | 43554.4583 | 2.4916 | 3.3222 | 4.1527 | 4.9833 | 5.8138 | 6.6443 | 7.4749 | 8.3054 | 9.136 | 9.9665 | 10.797 | 11.6276
2019-03-30 12:00 | 43554.5 | 2.7862 | 3.715 | 4.6437 | 5.5725 | 6.5012 | 7.43 | 8.3587 | 9.2874 | 10.2162 | 11.1449 | 12.0737 | 13.0024
2019-03-30 13:00 | 43554.5417 | 2.8446 | 3.7928 | 4.741 | 5.6892 | 6.6374 | 7.5856 | 8.5338 | 9.482 | 10.4302 | 11.3783 | 12.3265 | 13.2747
2019-03-30 14:00 | 43554.5833 | 2.7266 | 3.6354 | 4.5443 | 5.4531 | 6.362 | 7.2708 | 8.1797 | 9.0885 | 9.9974 | 10.9062 | 11.8151 | 12.7239
2019-03-30 15:00 | 43554.625 | 2.3821 | 3.1761 | 3.9701 | 4.7641 | 5.5582 | 6.3522 | 7.1462 | 7.9402 | 8.7343 | 9.5283 | 10.3223 | 11.1163
2019-03-30 16:00 | 43554.6667 | 1.8417 | 2.4556 | 3.0694 | 3.6833 | 4.2972 | 4.9111 | 5.525 | 6.1389 | 6.7528 | 7.3667 | 7.9806 | 8.5944
2019-03-30 17:00 | 43554.7083 | 1.1801 | 1.5734 | 1.9668 | 2.3601 | 2.7535 | 3.1468 | 3.5402 | 3.9335 | 4.3269 | 4.7202 | 5.1136 | 5.5069
2019-03-30 18:00 | 43554.75 | 0.4641 | 0.6188 | 0.7735 | 0.9282 | 1.0829 | 1.2376 | 1.3923 | 1.547 | 1.7017 | 1.8564 | 2.0111 | 2.1658
2019-03-30 19:00 | 43554.7917 | 0.015824 | 0.021098 | 0.026373 | 0.031647 | 0.036922 | 0.042197 | 0.047471 | 0.052746 | 0.05802 | 0.063295 | 0.068569 | 0.073844
2019-03-30 20:00 | 43554.8333 | 0 | 0 | 0 | 0 | 0 | 0 | 0 | 0 | 0 | 0 | 0 | 0
2019-03-30 21:00 | 43554.875 | 0 | 0 | 0 | 0 | 0 | 0 | 0 | 0 | 0 | 0 | 0 | 0
2019-03-30 22:00 | 43554.9167 | 0 | 0 | 0 | 0 | 0 | 0 | 0 | 0 | 0 | 0 | 0 | 0
2019-03-30 23:00 | 43554.9583 | 0 | 0 | 0 | 0 | 0 | 0 | 0 | 0 | 0 | 0 | 0 | 0
2019-03-31 | 43555 | 0 | 0 | 0 | 0 | 0 | 0 | 0 | 0 | 0 | 0 | 0 | 0
2019-03-31 01:00 | 43555.0417 | 0 | 0 | 0 | 0 | 0 | 0 | 0 | 0 | 0 | 0 | 0 | 0
2019-03-31 02:00 | 43555.0833 | 0 | 0 | 0 | 0 | 0 | 0 | 0 | 0 | 0 | 0 | 0 | 0
2019-03-31 03:00 | 43555.125 | 0 | 0 | 0 | 0 | 0 | 0 | 0 | 0 | 0 | 0 | 0 | 0
2019-03-31 04:00 | 43555.1667 | 0 | 0 | 0 | 0 | 0 | 0 | 0 | 0 | 0 | 0 | 0 | 0
2019-03-31 05:00 | 43555.2083 | 0 | 0 | 0 | 0 | 0 | 0 | 0 | 0 | 0 | 0 | 0 | 0
2019-03-31 06:00 | 43555.25 | 0 | 0 | 0 | 0 | 0 | 0 | 0 | 0 | 0 | 0 | 0 | 0
2019-03-31 07:00 | 43555.2917 | 0.028315 | 0.037753 | 0.047192 | 0.05663 | 0.066068 | 0.075507 | 0.084945 | 0.094383 | 0.10382 | 0.11326 | 0.1227 | 0.13214
2019-03-31 08:00 | 43555.3333 | 0.49051 | 0.65401 | 0.81752 | 0.98102 | 1.1445 | 1.308 | 1.4715 | 1.635 | 1.7985 | 1.962 | 2.1255 | 2.289
2019-03-31 09:00 | 43555.375 | 1.149 | 1.532 | 1.915 | 2.298 | 2.681 | 3.064 | 3.447 | 3.83 | 4.213 | 4.596 | 4.979 | 5.362
2019-03-31 10:00 | 43555.4167 | 1.7968 | 2.3957 | 2.9946 | 3.5936 | 4.1925 | 4.7914 | 5.3903 | 5.9893 | 6.5882 | 7.1871 | 7.7861 | 8.385
2019-03-31 11:00 | 43555.4583 | 2.1811 | 2.9081 | 3.6351 | 4.3621 | 5.0892 | 5.8162 | 6.5432 | 7.2702 | 7.9973 | 8.7243 | 9.4513 | 10.1783
2019-03-31 12:00 | 43555.5 | 2.4517 | 3.2689 | 4.0862 | 4.9034 | 5.7206 | 6.5379 | 7.3551 | 8.1723 | 8.9896 | 9.8068 | 10.624 | 11.4413
2019-03-31 13:00 | 43555.5417 | 2.479 | 3.3053 | 4.1317 | 4.958 | 5.7843 | 6.6107 | 7.437 | 8.2634 | 9.0897 | 9.916 | 10.7424 | 11.5687
2019-03-31 14:00 | 43555.5833 | 2.4817 | 3.309 | 4.1362 | 4.9635 | 5.7907 | 6.6179 | 7.4452 | 8.2724 | 9.0997 | 9.9269 | 10.7542 | 11.5814
2019-03-31 15:00 | 43555.625 | 2.0686 | 2.7582 | 3.4477 | 4.1373 | 4.8268 | 5.5164 | 6.2059 | 6.8955 | 7.585 | 8.2745 | 8.9641 | 9.6536
2019-03-31 16:00 | 43555.6667 | 1.7145 | 2.2859 | 2.8574 | 3.4289 | 4.0004 | 4.5719 | 5.1434 | 5.7148 | 6.2863 | 6.8578 | 7.4293 | 8.0008
2019-03-31 17:00 | 43555.7083 | 1.1096 | 1.4794 | 1.8493 | 2.2191 | 2.589 | 2.9588 | 3.3287 | 3.6985 | 4.0684 | 4.4382 | 4.8081 | 5.1779
2019-03-31 18:00 | 43555.75 | 0.43468 | 0.57958 | 0.72447 | 0.86937 | 1.0143 | 1.1592 | 1.304 | 1.4489 | 1.5938 | 1.7387 | 1.8836 | 2.0285
2019-03-31 19:00 | 43555.7917 | 0.01657 | 0.022093 | 0.027616 | 0.033139 | 0.038662 | 0.044185 | 0.049709 | 0.055232 | 0.060755 | 0.066278 | 0.071801 | 0.077325
2019-03-31 20:00 | 43555.8333 | 0 | 0 | 0 | 0 | 0 | 0 | 0 | 0 | 0 | 0 | 0 | 0
2019-03-31 21:00 | 43555.875 | 0 | 0 | 0 | 0 | 0 | 0 | 0 | 0 | 0 | 0 | 0 | 0
2019-03-31 22:00 | 43555.9167 | 0 | 0 | 0 | 0 | 0 | 0 | 0 | 0 | 0 | 0 | 0 | 0
2019-03-31 23:00 | 43555.9583 | 0 | 0 | 0 | 0 | 0 | 0 | 0 | 0 | 0 | 0 | 0 | 0
2019-04-01 | 43556 | 0 | 0 | 0 | 0 | 0 | 0 | 0 | 0 | 0 | 0 | 0 | 0
2019-04-01 01:00 | 43556.0417 | 0 | 0 | 0 | 0 | 0 | 0 | 0 | 0 | 0 | 0 | 0 | 0
2019-04-01 02:00 | 43556.0833 | 0 | 0 | 0 | 0 | 0 | 0 | 0 | 0 | 0 | 0 | 0 | 0
2019-04-01 03:00 | 43556.125 | 0 | 0 | 0 | 0 | 0 | 0 | 0 | 0 | 0 | 0 | 0 | 0
2019-04-01 04:00 | 43556.1667 | 0 | 0 | 0 | 0 | 0 | 0 | 0 | 0 | 0 | 0 | 0 | 0
2019-04-01 05:00 | 43556.2083 | 0 | 0 | 0 | 0 | 0 | 0 | 0 | 0 | 0 | 0 | 0 | 0
2019-04-01 06:00 | 43556.25 | 0 | 0 | 0 | 0 | 0 | 0 | 0 | 0 | 0 | 0 | 0 | 0
2019-04-01 07:00 | 43556.2917 | 0.027098 | 0.036131 | 0.045164 | 0.054196 | 0.063229 | 0.072262 | 0.081294 | 0.090327 | 0.09936 | 0.10839 | 0.11743 | 0.12646
2019-04-01 08:00 | 43556.3333 | 0.48815 | 0.65087 | 0.81358 | 0.9763 | 1.139 | 1.3017 | 1.4645 | 1.6272 | 1.7899 | 1.9526 | 2.1153 | 2.278
2019-04-01 09:00 | 43556.375 | 1.176 | 1.5681 | 1.9601 | 2.3521 | 2.7441 | 3.1361 | 3.5281 | 3.9201 | 4.3122 | 4.7042 | 5.0962 | 5.4882
2019-04-01 10:00 | 43556.4167 | 1.7627 | 2.3502 | 2.9378 | 3.5253 | 4.1129 | 4.7004 | 5.288 | 5.8755 | 6.4631 | 7.0506 | 7.6382 | 8.2258
2019-04-01 11:00 | 43556.4583 | 1.9603 | 2.6137 | 3.2672 | 3.9206 | 4.574 | 5.2275 | 5.8809 | 6.5343 | 7.1877 | 7.8412 | 8.4946 | 9.148
2019-04-01 12:00 | 43556.5 | 2.2487 | 2.9983 | 3.7479 | 4.4975 | 5.2471 | 5.9967 | 6.7462 | 7.4958 | 8.2454 | 8.995 | 9.7446 | 10.4942
2019-04-01 13:00 | 43556.5417 | 2.4842 | 3.3122 | 4.1403 | 4.9684 | 5.7964 | 6.6245 | 7.4525 | 8.2806 | 9.1087 | 9.9367 | 10.7648 | 11.5928
2019-04-01 14:00 | 43556.5833 | 2.3542 | 3.1389 | 3.9236 | 4.7083 | 5.493 | 6.2778 | 7.0625 | 7.8472 | 8.6319 | 9.4166 | 10.2014 | 10.9861
2019-04-01 15:00 | 43556.625 | 2.2264 | 2.9685 | 3.7107 | 4.4528 | 5.1949 | 5.937 | 6.6792 | 7.4213 | 8.1634 | 8.9056 | 9.6477 | 10.3898
2019-04-01 16:00 | 43556.6667 | 1.7789 | 2.3718 | 2.9648 | 3.5577 | 4.1507 | 4.7437 | 5.3366 | 5.9296 | 6.5225 | 7.1155 | 7.7084 | 8.3014
2019-04-01 17:00 | 43556.7083 | 1.2264 | 1.6352 | 2.044 | 2.4528 | 2.8617 | 3.2705 | 3.6793 | 4.0881 | 4.4969 | 4.9057 | 5.3145 | 5.7233
2019-04-01 18:00 | 43556.75 | 0.53884 | 0.71845 | 0.89806 | 1.0777 | 1.2573 | 1.4369 | 1.6165 | 1.7961 | 1.9757 | 2.1554 | 2.335 | 2.5146
2019-04-01 19:00 | 43556.7917 | 0.039109 | 0.052145 | 0.065181 | 0.078217 | 0.091253 | 0.10429 | 0.11733 | 0.13036 | 0.1434 | 0.15643 | 0.16947 | 0.18251
2019-04-01 20:00 | 43556.8333 | 0 | 0 | 0 | 0 | 0 | 0 | 0 | 0 | 0 | 0 | 0 | 0
2019-04-01 21:00 | 43556.875 | 0 | 0 | 0 | 0 | 0 | 0 | 0 | 0 | 0 | 0 | 0 | 0
2019-04-01 22:00 | 43556.9167 | 0 | 0 | 0 | 0 | 0 | 0 | 0 | 0 | 0 | 0 | 0 | 0
2019-04-01 23:00 | 43556.9583 | 0 | 0 | 0 | 0 | 0 | 0 | 0 | 0 | 0 | 0 | 0 | 0
2019-04-02 | 43557 | 0 | 0 | 0 | 0 | 0 | 0 | 0 | 0 | 0 | 0 | 0 | 0
2019-04-02 01:00 | 43557.0417 | 0 | 0 | 0 | 0 | 0 | 0 | 0 | 0 | 0 | 0 | 0 | 0
2019-04-02 02:00 | 43557.0833 | 0 | 0 | 0 | 0 | 0 | 0 | 0 | 0 | 0 | 0 | 0 | 0
2019-04-02 03:00 | 43557.125 | 0 | 0 | 0 | 0 | 0 | 0 | 0 | 0 | 0 | 0 | 0 | 0
2019-04-02 04:00 | 43557.1667 | 0 | 0 | 0 | 0 | 0 | 0 | 0 | 0 | 0 | 0 | 0 | 0
2019-04-02 05:00 | 43557.2083 | 0 | 0 | 0 | 0 | 0 | 0 | 0 | 0 | 0 | 0 | 0 | 0
2019-04-02 06:00 | 43557.25 | 0 | 0 | 0 | 0 | 0 | 0 | 0 | 0 | 0 | 0 | 0 | 0
2019-04-02 07:00 | 43557.2917 | 0.016252 | 0.021669 | 0.027087 | 0.032504 | 0.037921 | 0.043338 | 0.048756 | 0.054173 | 0.05959 | 0.065008 | 0.070425 | 0.075842
2019-04-02 08:00 | 43557.3333 | 0.45443 | 0.60591 | 0.75739 | 0.90886 | 1.0603 | 1.2118 | 1.3633 | 1.5148 | 1.6663 | 1.8177 | 1.9692 | 2.1207
2019-04-02 09:00 | 43557.375 | 1.0283 | 1.371 | 1.7138 | 2.0566 | 2.3993 | 2.7421 | 3.0848 | 3.4276 | 3.7704 | 4.1131 | 4.4559 | 4.7986
2019-04-02 10:00 | 43557.4167 | 1.421 | 1.8946 | 2.3683 | 2.8419 | 3.3156 | 3.7893 | 4.2629 | 4.7366 | 5.2102 | 5.6839 | 6.1575 | 6.6312
2019-04-02 11:00 | 43557.4583 | 1.6357 | 2.1809 | 2.7261 | 3.2713 | 3.8166 | 4.3618 | 4.907 | 5.4522 | 5.9975 | 6.5427 | 7.0879 | 7.6331
2019-04-02 12:00 | 43557.5 | 2.4339 | 3.2453 | 4.0566 | 4.8679 | 5.6792 | 6.4905 | 7.3018 | 8.1131 | 8.9245 | 9.7358 | 10.5471 | 11.3584
2019-04-02 13:00 | 43557.5417 | 2.4179 | 3.2239 | 4.0299 | 4.8358 | 5.6418 | 6.4478 | 7.2537 | 8.0597 | 8.8657 | 9.6717 | 10.4776 | 11.2836
2019-04-02 14:00 | 43557.5833 | 2.365 | 3.1533 | 3.9416 | 4.73 | 5.5183 | 6.3066 | 7.095 | 7.8833 | 8.6716 | 9.4599 | 10.2483 | 11.0366
2019-04-02 15:00 | 43557.625 | 2.4086 | 3.2115 | 4.0144 | 4.8172 | 5.6201 | 6.423 | 7.2258 | 8.0287 | 8.8316 | 9.6345 | 10.4373 | 11.2402
2019-04-02 16:00 | 43557.6667 | 1.554 | 2.072 | 2.59 | 3.1079 | 3.6259 | 4.1439 | 4.6619 | 5.1799 | 5.6979 | 6.2159 | 6.7339 | 7.2519
2019-04-02 17:00 | 43557.7083 | 0.63711 | 0.84948 | 1.0619 | 1.2742 | 1.4866 | 1.699 | 1.9113 | 2.1237 | 2.3361 | 2.5484 | 2.7608 | 2.9732
2019-04-02 18:00 | 43557.75 | 0.28922 | 0.38563 | 0.48203 | 0.57844 | 0.67485 | 0.77125 | 0.86766 | 0.96407 | 1.0605 | 1.1569 | 1.2533 | 1.3497
2019-04-02 19:00 | 43557.7917 | 0.0067783 | 0.0090378 | 0.011297 | 0.013557 | 0.015816 | 0.018076 | 0.020335 | 0.022594 | 0.024854 | 0.027113 | 0.029373 | 0.031632
2019-04-02 20:00 | 43557.8333 | 0 | 0 | 0 | 0 | 0 | 0 | 0 | 0 | 0 | 0 | 0 | 0
2019-04-02 21:00 | 43557.875 | 0 | 0 | 0 | 0 | 0 | 0 | 0 | 0 | 0 | 0 | 0 | 0
2019-04-02 22:00 | 43557.9167 | 0 | 0 | 0 | 0 | 0 | 0 | 0 | 0 | 0 | 0 | 0 | 0
2019-04-02 23:00 | 43557.9583 | 0 | 0 | 0 | 0 | 0 | 0 | 0 | 0 | 0 | 0 | 0 | 0
2019-04-03 | 43558 | 0 | 0 | 0 | 0 | 0 | 0 | 0 | 0 | 0 | 0 | 0 | 0
2019-04-03 01:00 | 43558.0417 | 0 | 0 | 0 | 0 | 0 | 0 | 0 | 0 | 0 | 0 | 0 | 0
2019-04-03 02:00 | 43558.0833 | 0 | 0 | 0 | 0 | 0 | 0 | 0 | 0 | 0 | 0 | 0 | 0
2019-04-03 03:00 | 43558.125 | 0 | 0 | 0 | 0 | 0 | 0 | 0 | 0 | 0 | 0 | 0 | 0
2019-04-03 04:00 | 43558.1667 | 0 | 0 | 0 | 0 | 0 | 0 | 0 | 0 | 0 | 0 | 0 | 0
2019-04-03 05:00 | 43558.2083 | 0 | 0 | 0 | 0 | 0 | 0 | 0 | 0 | 0 | 0 | 0 | 0
2019-04-03 06:00 | 43558.25 | 0 | 0 | 0 | 0 | 0 | 0 | 0 | 0 | 0 | 0 | 0 | 0
2019-04-03 07:00 | 43558.2917 | 0.032642 | 0.043523 | 0.054403 | 0.065284 | 0.076164 | 0.087045 | 0.097926 | 0.10881 | 0.11969 | 0.13057 | 0.14145 | 0.15233
2019-04-03 08:00 | 43558.3333 | 0.45215 | 0.60286 | 0.75358 | 0.90429 | 1.055 | 1.2057 | 1.3564 | 1.5072 | 1.6579 | 1.8086 | 1.9593 | 2.11
2019-04-03 09:00 | 43558.375 | 0.96027 | 1.2804 | 1.6004 | 1.9205 | 2.2406 | 2.5607 | 2.8808 | 3.2009 | 3.521 | 3.8411 | 4.1612 | 4.4812
2019-04-03 10:00 | 43558.4167 | 1.4474 | 1.9299 | 2.4124 | 2.8949 | 3.3774 | 3.8598 | 4.3423 | 4.8248 | 5.3073 | 5.7897 | 6.2722 | 6.7547
2019-04-03 11:00 | 43558.4583 | 1.593 | 2.124 | 2.655 | 3.186 | 3.717 | 4.248 | 4.779 | 5.31 | 5.841 | 6.3721 | 6.9031 | 7.4341
2019-04-03 12:00 | 43558.5 | 1.8021 | 2.4028 | 3.0035 | 3.6041 | 4.2048 | 4.8055 | 5.4062 | 6.0069 | 6.6076 | 7.2083 | 7.809 | 8.4097
2019-04-03 13:00 | 43558.5417 | 1.7196 | 2.2928 | 2.866 | 3.4391 | 4.0123 | 4.5855 | 5.1587 | 5.7319 | 6.3051 | 6.8783 | 7.4515 | 8.0247
2019-04-03 14:00 | 43558.5833 | 1.6612 | 2.215 | 2.7687 | 3.3225 | 3.8762 | 4.4299 | 4.9837 | 5.5374 | 6.0912 | 6.6449 | 7.1987 | 7.7524
2019-04-03 15:00 | 43558.625 | 1.2865 | 1.7154 | 2.1442 | 2.5731 | 3.0019 | 3.4307 | 3.8596 | 4.2884 | 4.7173 | 5.1461 | 5.575 | 6.0038
2019-04-03 16:00 | 43558.6667 | 0.97334 | 1.2978 | 1.6222 | 1.9467 | 2.2711 | 2.5956 | 2.92 | 3.2445 | 3.5689 | 3.8934 | 4.2178 | 4.5423
2019-04-03 17:00 | 43558.7083 | 0.57314 | 0.76419 | 0.95523 | 1.1463 | 1.3373 | 1.5284 | 1.7194 | 1.9105 | 2.1015 | 2.2926 | 2.4836 | 2.6747
2019-04-03 18:00 | 43558.75 | 0.27423 | 0.36564 | 0.45705 | 0.54846 | 0.63987 | 0.73128 | 0.82269 | 0.9141 | 1.0055 | 1.0969 | 1.1883 | 1.2797
2019-04-03 19:00 | 43558.7917 | 0.0071151 | 0.0094868 | 0.011859 | 0.01423 | 0.016602 | 0.018974 | 0.021345 | 0.023717 | 0.026089 | 0.02846 | 0.030832 | 0.033204
2019-04-03 20:00 | 43558.8333 | 0 | 0 | 0 | 0 | 0 | 0 | 0 | 0 | 0 | 0 | 0 | 0
2019-04-03 21:00 | 43558.875 | 0 | 0 | 0 | 0 | 0 | 0 | 0 | 0 | 0 | 0 | 0 | 0
2019-04-03 22:00 | 43558.9167 | 0 | 0 | 0 | 0 | 0 | 0 | 0 | 0 | 0 | 0 | 0 | 0
2019-04-03 23:00 | 43558.9583 | 0 | 0 | 0 | 0 | 0 | 0 | 0 | 0 | 0 | 0 | 0 | 0
2019-04-04 | 43559 | 0 | 0 | 0 | 0 | 0 | 0 | 0 | 0 | 0 | 0 | 0 | 0
2019-04-04 01:00 | 43559.0417 | 0 | 0 | 0 | 0 | 0 | 0 | 0 | 0 | 0 | 0 | 0 | 0
2019-04-04 02:00 | 43559.0833 | 0 | 0 | 0 | 0 | 0 | 0 | 0 | 0 | 0 | 0 | 0 | 0
2019-04-04 03:00 | 43559.125 | 0 | 0 | 0 | 0 | 0 | 0 | 0 | 0 | 0 | 0 | 0 | 0
2019-04-04 04:00 | 43559.1667 | 0 | 0 | 0 | 0 | 0 | 0 | 0 | 0 | 0 | 0 | 0 | 0
2019-04-04 05:00 | 43559.2083 | 0 | 0 | 0 | 0 | 0 | 0 | 0 | 0 | 0 | 0 | 0 | 0
2019-04-04 06:00 | 43559.25 | 0 | 0 | 0 | 0 | 0 | 0 | 0 | 0 | 0 | 0 | 0 | 0
2019-04-04 07:00 | 43559.2917 | 0.03681 | 0.049079 | 0.061349 | 0.073619 | 0.085889 | 0.098159 | 0.11043 | 0.1227 | 0.13497 | 0.14724 | 0.15951 | 0.17178
2019-04-04 08:00 | 43559.3333 | 0.44271 | 0.59029 | 0.73786 | 0.88543 | 1.033 | 1.1806 | 1.3281 | 1.4757 | 1.6233 | 1.7709 | 1.9184 | 2.066
2019-04-04 09:00 | 43559.375 | 1.03 | 1.3734 | 1.7167 | 2.0601 | 2.4034 | 2.7468 | 3.0901 | 3.4335 | 3.7768 | 4.1201 | 4.4635 | 4.8068
2019-04-04 10:00 | 43559.4167 | 1.5035 | 2.0047 | 2.5059 | 3.0071 | 3.5082 | 4.0094 | 4.5106 | 5.0118 | 5.5129 | 6.0141 | 6.5153 | 7.0165
2019-04-04 11:00 | 43559.4583 | 1.9934 | 2.6579 | 3.3223 | 3.9868 | 4.6513 | 5.3158 | 5.9802 | 6.6447 | 7.3092 | 7.9736 | 8.6381 | 9.3026
2019-04-04 12:00 | 43559.5 | 2.0951 | 2.7935 | 3.4919 | 4.1903 | 4.8886 | 5.587 | 6.2854 | 6.9838 | 7.6822 | 8.3805 | 9.0789 | 9.7773
2019-04-04 13:00 | 43559.5417 | 1.9052 | 2.5402 | 3.1753 | 3.8104 | 4.4454 | 5.0805 | 5.7155 | 6.3506 | 6.9856 | 7.6207 | 8.2558 | 8.8908
2019-04-04 14:00 | 43559.5833 | 1.9219 | 2.5626 | 3.2032 | 3.8439 | 4.4845 | 5.1251 | 5.7658 | 6.4064 | 7.0471 | 7.6877 | 8.3283 | 8.969
2019-04-04 15:00 | 43559.625 | 1.514 | 2.0187 | 2.5233 | 3.028 | 3.5326 | 4.0373 | 4.542 | 5.0466 | 5.5513 | 6.056 | 6.5606 | 7.0653
2019-04-04 16:00 | 43559.6667 | 1.1468 | 1.529 | 1.9113 | 2.2935 | 2.6758 | 3.058 | 3.4403 | 3.8225 | 4.2048 | 4.587 | 4.9693 | 5.3515
2019-04-04 17:00 | 43559.7083 | 0.70281 | 0.93708 | 1.1714 | 1.4056 | 1.6399 | 1.8742 | 2.1084 | 2.3427 | 2.577 | 2.8112 | 3.0455 | 3.2798
2019-04-04 18:00 | 43559.75 | 0.30629 | 0.40839 | 0.51049 | 0.61259 | 0.71469 | 0.81679 | 0.91888 | 1.021 | 1.1231 | 1.2252 | 1.3273 | 1.4294
2019-04-04 19:00 | 43559.7917 | 0.0066416 | 0.0088555 | 0.011069 | 0.013283 | 0.015497 | 0.017711 | 0.019925 | 0.022139 | 0.024353 | 0.026566 | 0.02878 | 0.030994
2019-04-04 20:00 | 43559.8333 | 0 | 0 | 0 | 0 | 0 | 0 | 0 | 0 | 0 | 0 | 0 | 0
2019-04-04 21:00 | 43559.875 | 0 | 0 | 0 | 0 | 0 | 0 | 0 | 0 | 0 | 0 | 0 | 0
2019-04-04 22:00 | 43559.9167 | 0 | 0 | 0 | 0 | 0 | 0 | 0 | 0 | 0 | 0 | 0 | 0
2019-04-04 23:00 | 43559.9583 | 0 | 0 | 0 | 0 | 0 | 0 | 0 | 0 | 0 | 0 | 0 | 0
2019-04-05 | 43560 | 0 | 0 | 0 | 0 | 0 | 0 | 0 | 0 | 0 | 0 | 0 | 0
2019-04-05 01:00 | 43560.0417 | 0 | 0 | 0 | 0 | 0 | 0 | 0 | 0 | 0 | 0 | 0 | 0
2019-04-05 02:00 | 43560.0833 | 0 | 0 | 0 | 0 | 0 | 0 | 0 | 0 | 0 | 0 | 0 | 0
2019-04-05 03:00 | 43560.125 | 0 | 0 | 0 | 0 | 0 | 0 | 0 | 0 | 0 | 0 | 0 | 0
2019-04-05 04:00 | 43560.1667 | 0 | 0 | 0 | 0 | 0 | 0 | 0 | 0 | 0 | 0 | 0 | 0
2019-04-05 05:00 | 43560.2083 | 0 | 0 | 0 | 0 | 0 | 0 | 0 | 0 | 0 | 0 | 0 | 0
2019-04-05 06:00 | 43560.25 | 0 | 0 | 0 | 0 | 0 | 0 | 0 | 0 | 0 | 0 | 0 | 0
2019-04-05 07:00 | 43560.2917 | 0.047006 | 0.062675 | 0.078344 | 0.094012 | 0.10968 | 0.12535 | 0.14102 | 0.15669 | 0.17236 | 0.18802 | 0.20369 | 0.21936
2019-04-05 08:00 | 43560.3333 | 0.45173 | 0.60231 | 0.75289 | 0.90347 | 1.054 | 1.2046 | 1.3552 | 1.5058 | 1.6564 | 1.8069 | 1.9575 | 2.1081
2019-04-05 09:00 | 43560.375 | 0.92897 | 1.2386 | 1.5483 | 1.8579 | 2.1676 | 2.4773 | 2.7869 | 3.0966 | 3.4062 | 3.7159 | 4.0255 | 4.3352
2019-04-05 10:00 | 43560.4167 | 1.1753 | 1.567 | 1.9588 | 2.3505 | 2.7423 | 3.1341 | 3.5258 | 3.9176 | 4.3093 | 4.7011 | 5.0928 | 5.4846
2019-04-05 11:00 | 43560.4583 | 1.44 | 1.92 | 2.4 | 2.88 | 3.36 | 3.8401 | 4.3201 | 4.8001 | 5.2801 | 5.7601 | 6.2401 | 6.7201
2019-04-05 12:00 | 43560.5 | 1.723 | 2.2974 | 2.8717 | 3.4461 | 4.0204 | 4.5948 | 5.1691 | 5.7435 | 6.3178 | 6.8922 | 7.4665 | 8.0409
2019-04-05 13:00 | 43560.5417 | 2.0485 | 2.7313 | 3.4142 | 4.097 | 4.7799 | 5.4627 | 6.1455 | 6.8284 | 7.5112 | 8.194 | 8.8769 | 9.5597
2019-04-05 14:00 | 43560.5833 | 1.8961 | 2.5282 | 3.1602 | 3.7923 | 4.4243 | 5.0564 | 5.6884 | 6.3205 | 6.9525 | 7.5846 | 8.2166 | 8.8486
2019-04-05 15:00 | 43560.625 | 1.41 | 1.88 | 2.35 | 2.82 | 3.29 | 3.76 | 4.23 | 4.7 | 5.17 | 5.64 | 6.11 | 6.58
2019-04-05 16:00 | 43560.6667 | 1.2698 | 1.6931 | 2.1164 | 2.5397 | 2.9629 | 3.3862 | 3.8095 | 4.2328 | 4.656 | 5.0793 | 5.5026 | 5.9259
2019-04-05 17:00 | 43560.7083 | 0.68998 | 0.91997 | 1.15 | 1.38 | 1.6099 | 1.8399 | 2.0699 | 2.2999 | 2.5299 | 2.7599 | 2.9899 | 3.2199
2019-04-05 18:00 | 43560.75 | 0.27585 | 0.36781 | 0.45976 | 0.55171 | 0.64366 | 0.73561 | 0.82756 | 0.91952 | 1.0115 | 1.1034 | 1.1954 | 1.2873
2019-04-05 19:00 | 43560.7917 | 0.0064062 | 0.0085416 | 0.010677 | 0.012812 | 0.014948 | 0.017083 | 0.019219 | 0.021354 | 0.023489 | 0.025625 | 0.02776 | 0.029896
2019-04-05 20:00 | 43560.8333 | 0 | 0 | 0 | 0 | 0 | 0 | 0 | 0 | 0 | 0 | 0 | 0
2019-04-05 21:00 | 43560.875 | 0 | 0 | 0 | 0 | 0 | 0 | 0 | 0 | 0 | 0 | 0 | 0
2019-04-05 22:00 | 43560.9167 | 0 | 0 | 0 | 0 | 0 | 0 | 0 | 0 | 0 | 0 | 0 | 0
2019-04-05 23:00 | 43560.9583 | 0 | 0 | 0 | 0 | 0 | 0 | 0 | 0 | 0 | 0 | 0 | 0
2019-04-06 | 43561 | 0 | 0 | 0 | 0 | 0 | 0 | 0 | 0 | 0 | 0 | 0 | 0
2019-04-06 01:00 | 43561.0417 | 0 | 0 | 0 | 0 | 0 | 0 | 0 | 0 | 0 | 0 | 0 | 0
2019-04-06 02:00 | 43561.0833 | 0 | 0 | 0 | 0 | 0 | 0 | 0 | 0 | 0 | 0 | 0 | 0
2019-04-06 03:00 | 43561.125 | 0 | 0 | 0 | 0 | 0 | 0 | 0 | 0 | 0 | 0 | 0 | 0
2019-04-06 04:00 | 43561.1667 | 0 | 0 | 0 | 0 | 0 | 0 | 0 | 0 | 0 | 0 | 0 | 0
2019-04-06 05:00 | 43561.2083 | 0 | 0 | 0 | 0 | 0 | 0 | 0 | 0 | 0 | 0 | 0 | 0
2019-04-06 06:00 | 43561.25 | 0 | 0 | 0 | 0 | 0 | 0 | 0 | 0 | 0 | 0 | 0 | 0
2019-04-06 07:00 | 43561.2917 | 0.14071 | 0.18762 | 0.23452 | 0.28143 | 0.32833 | 0.37524 | 0.42214 | 0.46905 | 0.51595 | 0.56285 | 0.60976 | 0.65666
2019-04-06 08:00 | 43561.3333 | 0.72007 | 0.96009 | 1.2001 | 1.4401 | 1.6802 | 1.9202 | 2.1602 | 2.4002 | 2.6403 | 2.8803 | 3.1203 | 3.3603
2019-04-06 09:00 | 43561.375 | 1.539 | 2.052 | 2.5651 | 3.0781 | 3.5911 | 4.1041 | 4.6171 | 5.1301 | 5.6431 | 6.1561 | 6.6691 | 7.1821
2019-04-06 10:00 | 43561.4167 | 1.6195 | 2.1593 | 2.6991 | 3.2389 | 3.7788 | 4.3186 | 4.8584 | 5.3982 | 5.9381 | 6.4779 | 7.0177 | 7.5575
2019-04-06 11:00 | 43561.4583 | 2.205 | 2.9401 | 3.6751 | 4.4101 | 5.1451 | 5.8801 | 6.6151 | 7.3502 | 8.0852 | 8.8202 | 9.5552 | 10.2902
2019-04-06 12:00 | 43561.5 | 1.9688 | 2.625 | 3.2813 | 3.9375 | 4.5938 | 5.25 | 5.9063 | 6.5625 | 7.2188 | 7.875 | 8.5313 | 9.1875
2019-04-06 13:00 | 43561.5417 | 1.254 | 1.6719 | 2.0899 | 2.5079 | 2.9259 | 3.3439 | 3.7619 | 4.1798 | 4.5978 | 5.0158 | 5.4338 | 5.8518
2019-04-06 14:00 | 43561.5833 | 1.2079 | 1.6105 | 2.0131 | 2.4158 | 2.8184 | 3.221 | 3.6237 | 4.0263 | 4.4289 | 4.8316 | 5.2342 | 5.6368
2019-04-06 15:00 | 43561.625 | 0.56123 | 0.7483 | 0.93538 | 1.1225 | 1.3095 | 1.4966 | 1.6837 | 1.8708 | 2.0578 | 2.2449 | 2.432 | 2.6191
2019-04-06 16:00 | 43561.6667 | 0.75673 | 1.009 | 1.2612 | 1.5135 | 1.7657 | 2.018 | 2.2702 | 2.5224 | 2.7747 | 3.0269 | 3.2792 | 3.5314
2019-04-06 17:00 | 43561.7083 | 0.39208 | 0.52278 | 0.65347 | 0.78416 | 0.91486 | 1.0456 | 1.1762 | 1.3069 | 1.4376 | 1.5683 | 1.699 | 1.8297
2019-04-06 18:00 | 43561.75 | 0.055764 | 0.074351 | 0.092939 | 0.11153 | 0.13011 | 0.1487 | 0.16729 | 0.18588 | 0.20447 | 0.22305 | 0.24164 | 0.26023
2019-04-06 19:00 | 43561.7917 | 0.00479 | 0.0063866 | 0.0079833 | 0.00958 | 0.011177 | 0.012773 | 0.01437 | 0.015967 | 0.017563 | 0.01916 | 0.020757 | 0.022353
2019-04-06 20:00 | 43561.8333 | 0 | 0 | 0 | 0 | 0 | 0 | 0 | 0 | 0 | 0 | 0 | 0
2019-04-06 21:00 | 43561.875 | 0 | 0 | 0 | 0 | 0 | 0 | 0 | 0 | 0 | 0 | 0 | 0
2019-04-06 22:00 | 43561.9167 | 0 | 0 | 0 | 0 | 0 | 0 | 0 | 0 | 0 | 0 | 0 | 0
2019-04-06 23:00 | 43561.9583 | 0 | 0 | 0 | 0 | 0 | 0 | 0 | 0 | 0 | 0 | 0 | 0
2019-04-07 | 43562 | 0 | 0 | 0 | 0 | 0 | 0 | 0 | 0 | 0 | 0 | 0 | 0
2019-04-07 01:00 | 43562.0417 | 0 | 0 | 0 | 0 | 0 | 0 | 0 | 0 | 0 | 0 | 0 | 0
2019-04-07 02:00 | 43562.0833 | 0 | 0 | 0 | 0 | 0 | 0 | 0 | 0 | 0 | 0 | 0 | 0
2019-04-07 03:00 | 43562.125 | 0 | 0 | 0 | 0 | 0 | 0 | 0 | 0 | 0 | 0 | 0 | 0
2019-04-07 04:00 | 43562.1667 | 0 | 0 | 0 | 0 | 0 | 0 | 0 | 0 | 0 | 0 | 0 | 0
2019-04-07 05:00 | 43562.2083 | 0 | 0 | 0 | 0 | 0 | 0 | 0 | 0 | 0 | 0 | 0 | 0
2019-04-07 06:00 | 43562.25 | 0 | 0 | 0 | 0 | 0 | 0 | 0 | 0 | 0 | 0 | 0 | 0
2019-04-07 07:00 | 43562.2917 | 0.053364 | 0.071152 | 0.08894 | 0.10673 | 0.12452 | 0.1423 | 0.16009 | 0.17788 | 0.19567 | 0.21346 | 0.23125 | 0.24903
2019-04-07 08:00 | 43562.3333 | 0.42484 | 0.56645 | 0.70806 | 0.84967 | 0.99128 | 1.1329 | 1.2745 | 1.4161 | 1.5577 | 1.6993 | 1.841 | 1.9826
2019-04-07 09:00 | 43562.375 | 0.67207 | 0.89609 | 1.1201 | 1.3441 | 1.5682 | 1.7922 | 2.0162 | 2.2402 | 2.4643 | 2.6883 | 2.9123 | 3.1363
2019-04-07 10:00 | 43562.4167 | 1.1091 | 1.4788 | 1.8486 | 2.2183 | 2.588 | 2.9577 | 3.3274 | 3.6971 | 4.0668 | 4.4365 | 4.8063 | 5.176
2019-04-07 11:00 | 43562.4583 | 1.2842 | 1.7122 | 2.1403 | 2.5683 | 2.9964 | 3.4244 | 3.8525 | 4.2805 | 4.7086 | 5.1366 | 5.5647 | 5.9927
2019-04-07 12:00 | 43562.5 | 1.4743 | 1.9657 | 2.4572 | 2.9486 | 3.44 | 3.9315 | 4.4229 | 4.9144 | 5.4058 | 5.8972 | 6.3887 | 6.8801
2019-04-07 13:00 | 43562.5417 | 1.6221 | 2.1628 | 2.7034 | 3.2441 | 3.7848 | 4.3255 | 4.8662 | 5.4069 | 5.9476 | 6.4883 | 7.0289 | 7.5696
2019-04-07 14:00 | 43562.5833 | 1.3024 | 1.7365 | 2.1706 | 2.6047 | 3.0389 | 3.473 | 3.9071 | 4.3412 | 4.7754 | 5.2095 | 5.6436 | 6.0777
2019-04-07 15:00 | 43562.625 | 0.95093 | 1.2679 | 1.5849 | 1.9019 | 2.2188 | 2.5358 | 2.8528 | 3.1698 | 3.4867 | 3.8037 | 4.1207 | 4.4377
2019-04-07 16:00 | 43562.6667 | 0.77135 | 1.0285 | 1.2856 | 1.5427 | 1.7998 | 2.0569 | 2.314 | 2.5712 | 2.8283 | 3.0854 | 3.3425 | 3.5996
2019-04-07 17:00 | 43562.7083 | 0.55912 | 0.7455 | 0.93187 | 1.1182 | 1.3046 | 1.491 | 1.6774 | 1.8637 | 2.0501 | 2.2365 | 2.4229 | 2.6092
2019-04-07 18:00 | 43562.75 | 0.2687 | 0.35826 | 0.44783 | 0.5374 | 0.62696 | 0.71653 | 0.80609 | 0.89566 | 0.98522 | 1.0748 | 1.1644 | 1.2539
2019-04-07 19:00 | 43562.7917 | 0.0063382 | 0.008451 | 0.010564 | 0.012676 | 0.014789 | 0.016902 | 0.019015 | 0.021127 | 0.02324 | 0.025353 | 0.027466 | 0.029578
2019-04-07 20:00 | 43562.8333 | 0 | 0 | 0 | 0 | 0 | 0 | 0 | 0 | 0 | 0 | 0 | 0
2019-04-07 21:00 | 43562.875 | 0 | 0 | 0 | 0 | 0 | 0 | 0 | 0 | 0 | 0 | 0 | 0
2019-04-07 22:00 | 43562.9167 | 0 | 0 | 0 | 0 | 0 | 0 | 0 | 0 | 0 | 0 | 0 | 0
2019-04-07 23:00 | 43562.9583 | 0 | 0 | 0 | 0 | 0 | 0 | 0 | 0 | 0 | 0 | 0 | 0
2019-04-08 | 43563 | 0 | 0 | 0 | 0 | 0 | 0 | 0 | 0 | 0 | 0 | 0 | 0
2019-04-08 01:00 | 43563.0417 | 0 | 0 | 0 | 0 | 0 | 0 | 0 | 0 | 0 | 0 | 0 | 0
2019-04-08 02:00 | 43563.0833 | 0 | 0 | 0 | 0 | 0 | 0 | 0 | 0 | 0 | 0 | 0 | 0
2019-04-08 03:00 | 43563.125 | 0 | 0 | 0 | 0 | 0 | 0 | 0 | 0 | 0 | 0 | 0 | 0
2019-04-08 04:00 | 43563.1667 | 0 | 0 | 0 | 0 | 0 | 0 | 0 | 0 | 0 | 0 | 0 | 0
2019-04-08 05:00 | 43563.2083 | 0 | 0 | 0 | 0 | 0 | 0 | 0 | 0 | 0 | 0 | 0 | 0
2019-04-08 06:00 | 43563.25 | 0 | 0 | 0 | 0 | 0 | 0 | 0 | 0 | 0 | 0 | 0 | 0
2019-04-08 07:00 | 43563.2917 | 0.083866 | 0.11182 | 0.13978 | 0.16773 | 0.19569 | 0.22364 | 0.2516 | 0.27955 | 0.30751 | 0.33546 | 0.36342 | 0.39137
2019-04-08 08:00 | 43563.3333 | 0.2921 | 0.38946 | 0.48683 | 0.58419 | 0.68156 | 0.77893 | 0.87629 | 0.97366 | 1.071 | 1.1684 | 1.2658 | 1.3631
2019-04-08 09:00 | 43563.375 | 0.85085 | 1.1345 | 1.4181 | 1.7017 | 1.9853 | 2.2689 | 2.5525 | 2.8362 | 3.1198 | 3.4034 | 3.687 | 3.9706
2019-04-08 10:00 | 43563.4167 | 0.75523 | 1.007 | 1.2587 | 1.5105 | 1.7622 | 2.0139 | 2.2657 | 2.5174 | 2.7692 | 3.0209 | 3.2727 | 3.5244
2019-04-08 11:00 | 43563.4583 | 1.303 | 1.7374 | 2.1717 | 2.606 | 3.0404 | 3.4747 | 3.9091 | 4.3434 | 4.7778 | 5.2121 | 5.6464 | 6.0808
2019-04-08 12:00 | 43563.5 | 1.8786 | 2.5048 | 3.131 | 3.7572 | 4.3834 | 5.0096 | 5.6358 | 6.262 | 6.8882 | 7.5144 | 8.1405 | 8.7667
2019-04-08 13:00 | 43563.5417 | 2.0939 | 2.7919 | 3.4898 | 4.1878 | 4.8858 | 5.5837 | 6.2817 | 6.9796 | 7.6776 | 8.3756 | 9.0735 | 9.7715
2019-04-08 14:00 | 43563.5833 | 2.3768 | 3.169 | 3.9613 | 4.7535 | 5.5458 | 6.338 | 7.1303 | 7.9225 | 8.7148 | 9.507 | 10.2993 | 11.0915
2019-04-08 15:00 | 43563.625 | 2.3067 | 3.0756 | 3.8445 | 4.6134 | 5.3823 | 6.1512 | 6.9201 | 7.689 | 8.4579 | 9.2268 | 9.9957 | 10.7646
2019-04-08 16:00 | 43563.6667 | 1.4588 | 1.945 | 2.4313 | 2.9176 | 3.4038 | 3.8901 | 4.3763 | 4.8626 | 5.3488 | 5.8351 | 6.3214 | 6.8076
2019-04-08 17:00 | 43563.7083 | 1.1548 | 1.5398 | 1.9247 | 2.3097 | 2.6946 | 3.0796 | 3.4645 | 3.8494 | 4.2344 | 4.6193 | 5.0043 | 5.3892
2019-04-08 18:00 | 43563.75 | 0.60614 | 0.80819 | 1.0102 | 1.2123 | 1.4143 | 1.6164 | 1.8184 | 2.0205 | 2.2225 | 2.4246 | 2.6266 | 2.8287
2019-04-08 19:00 | 43563.7917 | 0.087722 | 0.11696 | 0.1462 | 0.17544 | 0.20468 | 0.23393 | 0.26317 | 0.29241 | 0.32165 | 0.35089 | 0.38013 | 0.40937
2019-04-08 20:00 | 43563.8333 | 0 | 0 | 0 | 0 | 0 | 0 | 0 | 0 | 0 | 0 | 0 | 0
2019-04-08 21:00 | 43563.875 | 0 | 0 | 0 | 0 | 0 | 0 | 0 | 0 | 0 | 0 | 0 | 0
2019-04-08 22:00 | 43563.9167 | 0 | 0 | 0 | 0 | 0 | 0 | 0 | 0 | 0 | 0 | 0 | 0
2019-04-08 23:00 | 43563.9583 | 0 | 0 | 0 | 0 | 0 | 0 | 0 | 0 | 0 | 0 | 0 | 0
2019-04-09 | 43564 | 0 | 0 | 0 | 0 | 0 | 0 | 0 | 0 | 0 | 0 | 0 | 0
2019-04-09 01:00 | 43564.0417 | 0 | 0 | 0 | 0 | 0 | 0 | 0 | 0 | 0 | 0 | 0 | 0
2019-04-09 02:00 | 43564.0833 | 0 | 0 | 0 | 0 | 0 | 0 | 0 | 0 | 0 | 0 | 0 | 0
2019-04-09 03:00 | 43564.125 | 0 | 0 | 0 | 0 | 0 | 0 | 0 | 0 | 0 | 0 | 0 | 0
2019-04-09 04:00 | 43564.1667 | 0 | 0 | 0 | 0 | 0 | 0 | 0 | 0 | 0 | 0 | 0 | 0
2019-04-09 05:00 | 43564.2083 | 0 | 0 | 0 | 0 | 0 | 0 | 0 | 0 | 0 | 0 | 0 | 0
2019-04-09 06:00 | 43564.25 | 0 | 0 | 0 | 0 | 0 | 0 | 0 | 0 | 0 | 0 | 0 | 0
2019-04-09 07:00 | 43564.2917 | 0.083334 | 0.11111 | 0.13889 | 0.16667 | 0.19445 | 0.22222 | 0.25 | 0.27778 | 0.30556 | 0.33334 | 0.36111 | 0.38889
2019-04-09 08:00 | 43564.3333 | 0.36995 | 0.49327 | 0.61659 | 0.73991 | 0.86322 | 0.98654 | 1.1099 | 1.2332 | 1.3565 | 1.4798 | 1.6031 | 1.7264
2019-04-09 09:00 | 43564.375 | 0.67702 | 0.90269 | 1.1284 | 1.354 | 1.5797 | 1.8054 | 2.0311 | 2.2567 | 2.4824 | 2.7081 | 2.9338 | 3.1594
2019-04-09 10:00 | 43564.4167 | 0.99044 | 1.3206 | 1.6507 | 1.9809 | 2.311 | 2.6412 | 2.9713 | 3.3015 | 3.6316 | 3.9617 | 4.2919 | 4.622
2019-04-09 11:00 | 43564.4583 | 0.96588 | 1.2878 | 1.6098 | 1.9318 | 2.2537 | 2.5757 | 2.8976 | 3.2196 | 3.5415 | 3.8635 | 4.1855 | 4.5074
2019-04-09 12:00 | 43564.5 | 1.4821 | 1.9762 | 2.4702 | 2.9643 | 3.4583 | 3.9524 | 4.4464 | 4.9405 | 5.4345 | 5.9286 | 6.4226 | 6.9167
2019-04-09 13:00 | 43564.5417 | 1.3 | 1.7333 | 2.1667 | 2.6 | 3.0333 | 3.4667 | 3.9 | 4.3333 | 4.7667 | 5.2 | 5.6334 | 6.0667
2019-04-09 14:00 | 43564.5833 | 1.3548 | 1.8065 | 2.2581 | 2.7097 | 3.1613 | 3.6129 | 4.0645 | 4.5161 | 4.9677 | 5.4194 | 5.871 | 6.3226
2019-04-09 15:00 | 43564.625 | 0.94523 | 1.2603 | 1.5754 | 1.8905 | 2.2055 | 2.5206 | 2.8357 | 3.1508 | 3.4658 | 3.7809 | 4.096 | 4.4111
2019-04-09 16:00 | 43564.6667 | 0.93781 | 1.2504 | 1.563 | 1.8756 | 2.1882 | 2.5008 | 2.8134 | 3.126 | 3.4386 | 3.7512 | 4.0638 | 4.3764
2019-04-09 17:00 | 43564.7083 | 0.80697 | 1.076 | 1.3449 | 1.6139 | 1.8829 | 2.1519 | 2.4209 | 2.6899 | 2.9589 | 3.2279 | 3.4969 | 3.7659
2019-04-09 18:00 | 43564.75 | 0.29173 | 0.38898 | 0.48622 | 0.58347 | 0.68071 | 0.77795 | 0.8752 | 0.97244 | 1.0697 | 1.1669 | 1.2642 | 1.3614
2019-04-09 19:00 | 43564.7917 | 0.0065424 | 0.0087231 | 0.010904 | 0.013085 | 0.015266 | 0.017446 | 0.019627 | 0.021808 | 0.023989 | 0.026169 | 0.02835 | 0.030531
2019-04-09 20:00 | 43564.8333 | 0 | 0 | 0 | 0 | 0 | 0 | 0 | 0 | 0 | 0 | 0 | 0
2019-04-09 21:00 | 43564.875 | 0 | 0 | 0 | 0 | 0 | 0 | 0 | 0 | 0 | 0 | 0 | 0
2019-04-09 22:00 | 43564.9167 | 0 | 0 | 0 | 0 | 0 | 0 | 0 | 0 | 0 | 0 | 0 | 0
2019-04-09 23:00 | 43564.9583 | 0 | 0 | 0 | 0 | 0 | 0 | 0 | 0 | 0 | 0 | 0 | 0
2019-04-10 | 43565 | 0 | 0 | 0 | 0 | 0 | 0 | 0 | 0 | 0 | 0 | 0 | 0
2019-04-10 01:00 | 43565.0417 | 0 | 0 | 0 | 0 | 0 | 0 | 0 | 0 | 0 | 0 | 0 | 0
2019-04-10 02:00 | 43565.0833 | 0 | 0 | 0 | 0 | 0 | 0 | 0 | 0 | 0 | 0 | 0 | 0
2019-04-10 03:00 | 43565.125 | 0 | 0 | 0 | 0 | 0 | 0 | 0 | 0 | 0 | 0 | 0 | 0
2019-04-10 04:00 | 43565.1667 | 0 | 0 | 0 | 0 | 0 | 0 | 0 | 0 | 0 | 0 | 0 | 0
2019-04-10 05:00 | 43565.2083 | 0 | 0 | 0 | 0 | 0 | 0 | 0 | 0 | 0 | 0 | 0 | 0
2019-04-10 06:00 | 43565.25 | 0 | 0 | 0 | 0 | 0 | 0 | 0 | 0 | 0 | 0 | 0 | 0
2019-04-10 07:00 | 43565.2917 | 0.10012 | 0.1335 | 0.16687 | 0.20024 | 0.23362 | 0.26699 | 0.30037 | 0.33374 | 0.36711 | 0.40049 | 0.43386 | 0.46723
2019-04-10 08:00 | 43565.3333 | 0.59958 | 0.79944 | 0.9993 | 1.1992 | 1.399 | 1.5989 | 1.7987 | 1.9986 | 2.1985 | 2.3983 | 2.5982 | 2.798
2019-04-10 09:00 | 43565.375 | 1.2476 | 1.6634 | 2.0793 | 2.4951 | 2.911 | 3.3268 | 3.7427 | 4.1585 | 4.5744 | 4.9902 | 5.4061 | 5.8219
2019-04-10 10:00 | 43565.4167 | 1.7602 | 2.347 | 2.9337 | 3.5205 | 4.1072 | 4.6939 | 5.2807 | 5.8674 | 6.4542 | 7.0409 | 7.6276 | 8.2144
2019-04-10 11:00 | 43565.4583 | 2.1671 | 2.8895 | 3.6118 | 4.3342 | 5.0566 | 5.7789 | 6.5013 | 7.2237 | 7.946 | 8.6684 | 9.3908 | 10.1131
2019-04-10 12:00 | 43565.5 | 2.5132 | 3.351 | 4.1887 | 5.0264 | 5.8642 | 6.7019 | 7.5397 | 8.3774 | 9.2151 | 10.0529 | 10.8906 | 11.7283
2019-04-10 13:00 | 43565.5417 | 2.609 | 3.4787 | 4.3484 | 5.2181 | 6.0877 | 6.9574 | 7.8271 | 8.6968 | 9.5664 | 10.4361 | 11.3058 | 12.1755
2019-04-10 14:00 | 43565.5833 | 2.4085 | 3.2113 | 4.0141 | 4.8169 | 5.6197 | 6.4225 | 7.2254 | 8.0282 | 8.831 | 9.6338 | 10.4366 | 11.2394
2019-04-10 15:00 | 43565.625 | 2.1047 | 2.8062 | 3.5078 | 4.2094 | 4.9109 | 5.6125 | 6.3141 | 7.0156 | 7.7172 | 8.4187 | 9.1203 | 9.8219
2019-04-10 16:00 | 43565.6667 | 1.7166 | 2.2888 | 2.861 | 3.4332 | 4.0054 | 4.5776 | 5.1497 | 5.7219 | 6.2941 | 6.8663 | 7.4385 | 8.0107
2019-04-10 17:00 | 43565.7083 | 1.0718 | 1.4291 | 1.7863 | 2.1436 | 2.5008 | 2.8581 | 3.2154 | 3.5726 | 3.9299 | 4.2872 | 4.6444 | 5.0017
2019-04-10 18:00 | 43565.75 | 0.47999 | 0.63998 | 0.79998 | 0.95998 | 1.12 | 1.28 | 1.44 | 1.6 | 1.76 | 1.92 | 2.0799 | 2.2399
2019-04-10 19:00 | 43565.7917 | 0.043724 | 0.058298 | 0.072873 | 0.087447 | 0.10202 | 0.1166 | 0.13117 | 0.14575 | 0.16032 | 0.17489 | 0.18947 | 0.20404
2019-04-10 20:00 | 43565.8333 | 0 | 0 | 0 | 0 | 0 | 0 | 0 | 0 | 0 | 0 | 0 | 0
2019-04-10 21:00 | 43565.875 | 0 | 0 | 0 | 0 | 0 | 0 | 0 | 0 | 0 | 0 | 0 | 0
2019-04-10 22:00 | 43565.9167 | 0 | 0 | 0 | 0 | 0 | 0 | 0 | 0 | 0 | 0 | 0 | 0
2019-04-10 23:00 | 43565.9583 | 0 | 0 | 0 | 0 | 0 | 0 | 0 | 0 | 0 | 0 | 0 | 0
2019-04-11 | 43566 | 0 | 0 | 0 | 0 | 0 | 0 | 0 | 0 | 0 | 0 | 0 | 0
2019-04-11 01:00 | 43566.0417 | 0 | 0 | 0 | 0 | 0 | 0 | 0 | 0 | 0 | 0 | 0 | 0
2019-04-11 02:00 | 43566.0833 | 0 | 0 | 0 | 0 | 0 | 0 | 0 | 0 | 0 | 0 | 0 | 0
2019-04-11 03:00 | 43566.125 | 0 | 0 | 0 | 0 | 0 | 0 | 0 | 0 | 0 | 0 | 0 | 0
2019-04-11 04:00 | 43566.1667 | 0 | 0 | 0 | 0 | 0 | 0 | 0 | 0 | 0 | 0 | 0 | 0
2019-04-11 05:00 | 43566.2083 | 0 | 0 | 0 | 0 | 0 | 0 | 0 | 0 | 0 | 0 | 0 | 0
2019-04-11 06:00 | 43566.25 | 0 | 0 | 0 | 0 | 0 | 0 | 0 | 0 | 0 | 0 | 0 | 0
2019-04-11 07:00 | 43566.2917 | 0.091694 | 0.12226 | 0.15282 | 0.18339 | 0.21395 | 0.24452 | 0.27508 | 0.30565 | 0.33621 | 0.36678 | 0.39734 | 0.42791
2019-04-11 08:00 | 43566.3333 | 0.21078 | 0.28104 | 0.3513 | 0.42155 | 0.49181 | 0.56207 | 0.63233 | 0.70259 | 0.77285 | 0.84311 | 0.91337 | 0.98363
2019-04-11 09:00 | 43566.375 | 0.43906 | 0.58541 | 0.73177 | 0.87812 | 1.0245 | 1.1708 | 1.3172 | 1.4635 | 1.6099 | 1.7562 | 1.9026 | 2.0489
2019-04-11 10:00 | 43566.4167 | 0.64371 | 0.85828 | 1.0728 | 1.2874 | 1.502 | 1.7166 | 1.9311 | 2.1457 | 2.3603 | 2.5748 | 2.7894 | 3.004
2019-04-11 11:00 | 43566.4583 | 0.68004 | 0.90672 | 1.1334 | 1.3601 | 1.5868 | 1.8134 | 2.0401 | 2.2668 | 2.4935 | 2.7201 | 2.9468 | 3.1735
2019-04-11 12:00 | 43566.5 | 1.0581 | 1.4108 | 1.7635 | 2.1161 | 2.4688 | 2.8215 | 3.1742 | 3.5269 | 3.8796 | 4.2323 | 4.585 | 4.9377
2019-04-11 13:00 | 43566.5417 | 1.2388 | 1.6517 | 2.0646 | 2.4775 | 2.8905 | 3.3034 | 3.7163 | 4.1292 | 4.5422 | 4.9551 | 5.368 | 5.7809
2019-04-11 14:00 | 43566.5833 | 1.4751 | 1.9668 | 2.4585 | 2.9502 | 3.4419 | 3.9336 | 4.4253 | 4.917 | 5.4087 | 5.9005 | 6.3922 | 6.8839
2019-04-11 15:00 | 43566.625 | 1.1377 | 1.517 | 1.8962 | 2.2755 | 2.6547 | 3.034 | 3.4132 | 3.7925 | 4.1717 | 4.5509 | 4.9302 | 5.3094
2019-04-11 16:00 | 43566.6667 | 1.0037 | 1.3383 | 1.6729 | 2.0074 | 2.342 | 2.6766 | 3.0112 | 3.3457 | 3.6803 | 4.0149 | 4.3494 | 4.684
2019-04-11 17:00 | 43566.7083 | 1.0852 | 1.4469 | 1.8086 | 2.1703 | 2.532 | 2.8937 | 3.2555 | 3.6172 | 3.9789 | 4.3406 | 4.7023 | 5.0641
2019-04-11 18:00 | 43566.75 | 0.58951 | 0.78601 | 0.98251 | 1.179 | 1.3755 | 1.572 | 1.7685 | 1.965 | 2.1615 | 2.358 | 2.5545 | 2.751
2019-04-11 19:00 | 43566.7917 | 0.10821 | 0.14428 | 0.18035 | 0.21642 | 0.25248 | 0.28855 | 0.32462 | 0.36069 | 0.39676 | 0.43283 | 0.4689 | 0.50497
2019-04-11 20:00 | 43566.8333 | 0 | 0 | 0 | 0 | 0 | 0 | 0 | 0 | 0 | 0 | 0 | 0
2019-04-11 21:00 | 43566.875 | 0 | 0 | 0 | 0 | 0 | 0 | 0 | 0 | 0 | 0 | 0 | 0
2019-04-11 22:00 | 43566.9167 | 0 | 0 | 0 | 0 | 0 | 0 | 0 | 0 | 0 | 0 | 0 | 0
2019-04-11 23:00 | 43566.9583 | 0 | 0 | 0 | 0 | 0 | 0 | 0 | 0 | 0 | 0 | 0 | 0
2019-04-12 | 43567 | 0 | 0 | 0 | 0 | 0 | 0 | 0 | 0 | 0 | 0 | 0 | 0
2019-04-12 01:00 | 43567.0417 | 0 | 0 | 0 | 0 | 0 | 0 | 0 | 0 | 0 | 0 | 0 | 0
2019-04-12 02:00 | 43567.0833 | 0 | 0 | 0 | 0 | 0 | 0 | 0 | 0 | 0 | 0 | 0 | 0
2019-04-12 03:00 | 43567.125 | 0 | 0 | 0 | 0 | 0 | 0 | 0 | 0 | 0 | 0 | 0 | 0
2019-04-12 04:00 | 43567.1667 | 0 | 0 | 0 | 0 | 0 | 0 | 0 | 0 | 0 | 0 | 0 | 0
2019-04-12 05:00 | 43567.2083 | 0 | 0 | 0 | 0 | 0 | 0 | 0 | 0 | 0 | 0 | 0 | 0
2019-04-12 06:00 | 43567.25 | 0 | 0 | 0 | 0 | 0 | 0 | 0 | 0 | 0 | 0 | 0 | 0
2019-04-12 07:00 | 43567.2917 | 0.10828 | 0.14437 | 0.18046 | 0.21655 | 0.25264 | 0.28873 | 0.32483 | 0.36092 | 0.39701 | 0.4331 | 0.46919 | 0.50528
2019-04-12 08:00 | 43567.3333 | 0.42667 | 0.56889 | 0.71112 | 0.85334 | 0.99556 | 1.1378 | 1.28 | 1.4222 | 1.5645 | 1.7067 | 1.8489 | 1.9911
2019-04-12 09:00 | 43567.375 | 0.86793 | 1.1572 | 1.4466 | 1.7359 | 2.0252 | 2.3145 | 2.6038 | 2.8931 | 3.1824 | 3.4717 | 3.761 | 4.0504
2019-04-12 10:00 | 43567.4167 | 1.1956 | 1.5941 | 1.9926 | 2.3912 | 2.7897 | 3.1882 | 3.5867 | 3.9853 | 4.3838 | 4.7823 | 5.1808 | 5.5794
2019-04-12 11:00 | 43567.4583 | 1.3493 | 1.799 | 2.2488 | 2.6985 | 3.1483 | 3.598 | 4.0478 | 4.4975 | 4.9473 | 5.397 | 5.8468 | 6.2965
2019-04-12 12:00 | 43567.5 | 1.6387 | 2.185 | 2.7312 | 3.2775 | 3.8237 | 4.37 | 4.9162 | 5.4625 | 6.0087 | 6.555 | 7.1012 | 7.6475
2019-04-12 13:00 | 43567.5417 | 1.4859 | 1.9813 | 2.4766 | 2.9719 | 3.4672 | 3.9625 | 4.4578 | 4.9531 | 5.4485 | 5.9438 | 6.4391 | 6.9344
2019-04-12 14:00 | 43567.5833 | 1.3411 | 1.7881 | 2.2351 | 2.6821 | 3.1291 | 3.5762 | 4.0232 | 4.4702 | 4.9172 | 5.3642 | 5.8113 | 6.2583
2019-04-12 15:00 | 43567.625 | 1.1285 | 1.5047 | 1.8809 | 2.257 | 2.6332 | 3.0094 | 3.3856 | 3.7617 | 4.1379 | 4.5141 | 4.8903 | 5.2664
2019-04-12 16:00 | 43567.6667 | 0.77224 | 1.0297 | 1.2871 | 1.5445 | 1.8019 | 2.0593 | 2.3167 | 2.5741 | 2.8315 | 3.089 | 3.3464 | 3.6038
2019-04-12 17:00 | 43567.7083 | 0.43411 | 0.57882 | 0.72352 | 0.86822 | 1.0129 | 1.1576 | 1.3023 | 1.447 | 1.5917 | 1.7364 | 1.8811 | 2.0259
2019-04-12 18:00 | 43567.75 | 0.16505 | 0.22006 | 0.27508 | 0.3301 | 0.38511 | 0.44013 | 0.49514 | 0.55016 | 0.60517 | 0.66019 | 0.71521 | 0.77022
2019-04-12 19:00 | 43567.7917 | 0.0085964 | 0.011462 | 0.014327 | 0.017193 | 0.020058 | 0.022924 | 0.025789 | 0.028655 | 0.03152 | 0.034385 | 0.037251 | 0.040116
2019-04-12 20:00 | 43567.8333 | 0 | 0 | 0 | 0 | 0 | 0 | 0 | 0 | 0 | 0 | 0 | 0
2019-04-12 21:00 | 43567.875 | 0 | 0 | 0 | 0 | 0 | 0 | 0 | 0 | 0 | 0 | 0 | 0
2019-04-12 22:00 | 43567.9167 | 0 | 0 | 0 | 0 | 0 | 0 | 0 | 0 | 0 | 0 | 0 | 0
2019-04-12 23:00 | 43567.9583 | 0 | 0 | 0 | 0 | 0 | 0 | 0 | 0 | 0 | 0 | 0 | 0
2019-04-13 | 43568 | 0 | 0 | 0 | 0 | 0 | 0 | 0 | 0 | 0 | 0 | 0 | 0
2019-04-13 01:00 | 43568.0417 | 0 | 0 | 0 | 0 | 0 | 0 | 0 | 0 | 0 | 0 | 0 | 0
2019-04-13 02:00 | 43568.0833 | 0 | 0 | 0 | 0 | 0 | 0 | 0 | 0 | 0 | 0 | 0 | 0
2019-04-13 03:00 | 43568.125 | 0 | 0 | 0 | 0 | 0 | 0 | 0 | 0 | 0 | 0 | 0 | 0
2019-04-13 04:00 | 43568.1667 | 0 | 0 | 0 | 0 | 0 | 0 | 0 | 0 | 0 | 0 | 0 | 0
2019-04-13 05:00 | 43568.2083 | 0 | 0 | 0 | 0 | 0 | 0 | 0 | 0 | 0 | 0 | 0 | 0
2019-04-13 06:00 | 43568.25 | 0.0015154 | 0.0020205 | 0.0025256 | 0.0030307 | 0.0035358 | 0.0040409 | 0.0045461 | 0.0050512 | 0.0055563 | 0.0060614 | 0.0065665 | 0.0070717
2019-04-13 07:00 | 43568.2917 | 0.14957 | 0.19942 | 0.24928 | 0.29913 | 0.34899 | 0.39884 | 0.4487 | 0.49855 | 0.54841 | 0.59826 | 0.64812 | 0.69797
2019-04-13 08:00 | 43568.3333 | 0.31632 | 0.42176 | 0.52721 | 0.63265 | 0.73809 | 0.84353 | 0.94897 | 1.0544 | 1.1599 | 1.2653 | 1.3707 | 1.4762
2019-04-13 09:00 | 43568.375 | 0.54382 | 0.7251 | 0.90637 | 1.0876 | 1.2689 | 1.4502 | 1.6315 | 1.8127 | 1.994 | 2.1753 | 2.3566 | 2.5378
2019-04-13 10:00 | 43568.4167 | 1.0638 | 1.4184 | 1.7731 | 2.1277 | 2.4823 | 2.8369 | 3.1915 | 3.5461 | 3.9007 | 4.2553 | 4.6099 | 4.9645
2019-04-13 11:00 | 43568.4583 | 2.6168 | 3.4891 | 4.3613 | 5.2336 | 6.1059 | 6.9781 | 7.8504 | 8.7226 | 9.5949 | 10.4672 | 11.3394 | 12.2117
2019-04-13 12:00 | 43568.5 | 2.2003 | 2.9337 | 3.6671 | 4.4005 | 5.1339 | 5.8674 | 6.6008 | 7.3342 | 8.0676 | 8.801 | 9.5345 | 10.2679
2019-04-13 13:00 | 43568.5417 | 1.5572 | 2.0763 | 2.5953 | 3.1144 | 3.6335 | 4.1525 | 4.6716 | 5.1907 | 5.7097 | 6.2288 | 6.7479 | 7.2669
2019-04-13 14:00 | 43568.5833 | 0.52733 | 0.7031 | 0.87888 | 1.0547 | 1.2304 | 1.4062 | 1.582 | 1.7578 | 1.9335 | 2.1093 | 2.2851 | 2.4609
2019-04-13 15:00 | 43568.625 | 0.82859 | 1.1048 | 1.381 | 1.6572 | 1.9334 | 2.2096 | 2.4858 | 2.762 | 3.0382 | 3.3144 | 3.5906 | 3.8668
2019-04-13 16:00 | 43568.6667 | 1.7961 | 2.3948 | 2.9935 | 3.5922 | 4.191 | 4.7897 | 5.3884 | 5.9871 | 6.5858 | 7.1845 | 7.7832 | 8.3819
2019-04-13 17:00 | 43568.7083 | 1.5228 | 2.0304 | 2.538 | 3.0456 | 3.5532 | 4.0608 | 4.5684 | 5.076 | 5.5836 | 6.0912 | 6.5988 | 7.1064
2019-04-13 18:00 | 43568.75 | 0.59122 | 0.7883 | 0.98537 | 1.1824 | 1.3795 | 1.5766 | 1.7737 | 1.9707 | 2.1678 | 2.3649 | 2.562 | 2.759
2019-04-13 19:00 | 43568.7917 | 0.13687 | 0.18249 | 0.22812 | 0.27374 | 0.31937 | 0.36499 | 0.41061 | 0.45624 | 0.50186 | 0.54748 | 0.59311 | 0.63873
2019-04-13 20:00 | 43568.8333 | 0 | 0 | 0 | 0 | 0 | 0 | 0 | 0 | 0 | 0 | 0 | 0
2019-04-13 21:00 | 43568.875 | 0 | 0 | 0 | 0 | 0 | 0 | 0 | 0 | 0 | 0 | 0 | 0
2019-04-13 22:00 | 43568.9167 | 0 | 0 | 0 | 0 | 0 | 0 | 0 | 0 | 0 | 0 | 0 | 0
2019-04-13 23:00 | 43568.9583 | 0 | 0 | 0 | 0 | 0 | 0 | 0 | 0 | 0 | 0 | 0 | 0
2019-04-14 | 43569 | 0 | 0 | 0 | 0 | 0 | 0 | 0 | 0 | 0 | 0 | 0 | 0
2019-04-14 01:00 | 43569.0417 | 0 | 0 | 0 | 0 | 0 | 0 | 0 | 0 | 0 | 0 | 0 | 0
2019-04-14 02:00 | 43569.0833 | 0 | 0 | 0 | 0 | 0 | 0 | 0 | 0 | 0 | 0 | 0 | 0
2019-04-14 03:00 | 43569.125 | 0 | 0 | 0 | 0 | 0 | 0 | 0 | 0 | 0 | 0 | 0 | 0
2019-04-14 04:00 | 43569.1667 | 0 | 0 | 0 | 0 | 0 | 0 | 0 | 0 | 0 | 0 | 0 | 0
2019-04-14 05:00 | 43569.2083 | 0 | 0 | 0 | 0 | 0 | 0 | 0 | 0 | 0 | 0 | 0 | 0
2019-04-14 06:00 | 43569.25 | 0 | 0 | 0 | 0 | 0 | 0 | 0 | 0 | 0 | 0 | 0 | 0
2019-04-14 07:00 | 43569.2917 | 0.12546 | 0.16728 | 0.20909 | 0.25091 | 0.29273 | 0.33455 | 0.37637 | 0.41819 | 0.46001 | 0.50183 | 0.54365 | 0.58546
2019-04-14 08:00 | 43569.3333 | 0.75537 | 1.0072 | 1.259 | 1.5107 | 1.7625 | 2.0143 | 2.2661 | 2.5179 | 2.7697 | 3.0215 | 3.2733 | 3.5251
2019-04-14 09:00 | 43569.375 | 0.80611 | 1.0748 | 1.3435 | 1.6122 | 1.8809 | 2.1496 | 2.4183 | 2.687 | 2.9557 | 3.2244 | 3.4931 | 3.7618
2019-04-14 10:00 | 43569.4167 | 2.4384 | 3.2512 | 4.064 | 4.8768 | 5.6896 | 6.5024 | 7.3152 | 8.128 | 8.9408 | 9.7536 | 10.5664 | 11.3792
2019-04-14 11:00 | 43569.4583 | 2.9021 | 3.8695 | 4.8368 | 5.8042 | 6.7716 | 7.7389 | 8.7063 | 9.6737 | 10.641 | 11.6084 | 12.5758 | 13.5431
2019-04-14 12:00 | 43569.5 | 3.3843 | 4.5125 | 5.6406 | 6.7687 | 7.8968 | 9.0249 | 10.153 | 11.2812 | 12.4093 | 13.5374 | 14.6655 | 15.7936
2019-04-14 13:00 | 43569.5417 | 2.6702 | 3.5602 | 4.4503 | 5.3404 | 6.2304 | 7.1205 | 8.0105 | 8.9006 | 9.7906 | 10.6807 | 11.5708 | 12.4608
2019-04-14 14:00 | 43569.5833 | 0.63476 | 0.84635 | 1.0579 | 1.2695 | 1.4811 | 1.6927 | 1.9043 | 2.1159 | 2.3275 | 2.539 | 2.7506 | 2.9622
2019-04-14 15:00 | 43569.625 | 0.15094 | 0.20126 | 0.25157 | 0.30188 | 0.3522 | 0.40251 | 0.45283 | 0.50314 | 0.55345 | 0.60377 | 0.65408 | 0.70439
2019-04-14 16:00 | 43569.6667 | 0.12039 | 0.16052 | 0.20065 | 0.24078 | 0.28092 | 0.32105 | 0.36118 | 0.40131 | 0.44144 | 0.48157 | 0.5217 | 0.56183
2019-04-14 17:00 | 43569.7083 | 0.082516 | 0.11002 | 0.13753 | 0.16503 | 0.19254 | 0.22004 | 0.24755 | 0.27505 | 0.30256 | 0.33006 | 0.35757 | 0.38507
2019-04-14 18:00 | 43569.75 | 0.043214 | 0.057618 | 0.072023 | 0.086427 | 0.10083 | 0.11524 | 0.12964 | 0.14405 | 0.15845 | 0.17285 | 0.18726 | 0.20166
2019-04-14 19:00 | 43569.7917 | 0.010773 | 0.014364 | 0.017954 | 0.021545 | 0.025136 | 0.028727 | 0.032318 | 0.035909 | 0.0395 | 0.043091 | 0.046682 | 0.050272
2019-04-14 20:00 | 43569.8333 | 0 | 0 | 0 | 0 | 0 | 0 | 0 | 0 | 0 | 0 | 0 | 0
2019-04-14 21:00 | 43569.875 | 0 | 0 | 0 | 0 | 0 | 0 | 0 | 0 | 0 | 0 | 0 | 0
2019-04-14 22:00 | 43569.9167 | 0 | 0 | 0 | 0 | 0 | 0 | 0 | 0 | 0 | 0 | 0 | 0
2019-04-14 23:00 | 43569.9583 | 0 | 0 | 0 | 0 | 0 | 0 | 0 | 0 | 0 | 0 | 0 | 0
2019-04-15 | 43570 | 0 | 0 | 0 | 0 | 0 | 0 | 0 | 0 | 0 | 0 | 0 | 0
2019-04-15 01:00 | 43570.0417 | 0 | 0 | 0 | 0 | 0 | 0 | 0 | 0 | 0 | 0 | 0 | 0
2019-04-15 02:00 | 43570.0833 | 0 | 0 | 0 | 0 | 0 | 0 | 0 | 0 | 0 | 0 | 0 | 0
2019-04-15 03:00 | 43570.125 | 0 | 0 | 0 | 0 | 0 | 0 | 0 | 0 | 0 | 0 | 0 | 0
2019-04-15 04:00 | 43570.1667 | 0 | 0 | 0 | 0 | 0 | 0 | 0 | 0 | 0 | 0 | 0 | 0
2019-04-15 05:00 | 43570.2083 | 0 | 0 | 0 | 0 | 0 | 0 | 0 | 0 | 0 | 0 | 0 | 0
2019-04-15 06:00 | 43570.25 | 0.0015742 | 0.002099 | 0.0026237 | 0.0031485 | 0.0036732 | 0.004198 | 0.0047227 | 0.0052475 | 0.0057722 | 0.006297 | 0.0068217 | 0.0073465
2019-04-15 07:00 | 43570.2917 | 0.1449 | 0.1932 | 0.2415 | 0.2898 | 0.3381 | 0.3864 | 0.4347 | 0.48299 | 0.53129 | 0.57959 | 0.62789 | 0.67619
2019-04-15 08:00 | 43570.3333 | 0.8758 | 1.1677 | 1.4597 | 1.7516 | 2.0435 | 2.3355 | 2.6274 | 2.9193 | 3.2113 | 3.5032 | 3.7951 | 4.0871
2019-04-15 09:00 | 43570.375 | 1.7344 | 2.3126 | 2.8907 | 3.4688 | 4.047 | 4.6251 | 5.2033 | 5.7814 | 6.3595 | 6.9377 | 7.5158 | 8.0939
2019-04-15 10:00 | 43570.4167 | 2.4554 | 3.2739 | 4.0923 | 4.9108 | 5.7292 | 6.5477 | 7.3662 | 8.1846 | 9.0031 | 9.8216 | 10.64 | 11.4585
2019-04-15 11:00 | 43570.4583 | 1.7251 | 2.3002 | 2.8752 | 3.4503 | 4.0253 | 4.6004 | 5.1754 | 5.7505 | 6.3255 | 6.9006 | 7.4756 | 8.0507
2019-04-15 12:00 | 43570.5 | 1.1615 | 1.5487 | 1.9359 | 2.3231 | 2.7102 | 3.0974 | 3.4846 | 3.8718 | 4.259 | 4.6461 | 5.0333 | 5.4205
2019-04-15 13:00 | 43570.5417 | 1.0529 | 1.4038 | 1.7548 | 2.1057 | 2.4567 | 2.8076 | 3.1586 | 3.5095 | 3.8605 | 4.2114 | 4.5624 | 4.9133
2019-04-15 14:00 | 43570.5833 | 1.125 | 1.5001 | 1.8751 | 2.2501 | 2.6251 | 3.0001 | 3.3751 | 3.7501 | 4.1251 | 4.5002 | 4.8752 | 5.2502
2019-04-15 15:00 | 43570.625 | 1.3515 | 1.802 | 2.2525 | 2.703 | 3.1535 | 3.604 | 4.0545 | 4.505 | 4.9555 | 5.406 | 5.8565 | 6.307
2019-04-15 16:00 | 43570.6667 | 1.446 | 1.928 | 2.41 | 2.892 | 3.374 | 3.856 | 4.338 | 4.82 | 5.302 | 5.784 | 6.266 | 6.748
2019-04-15 17:00 | 43570.7083 | 1.3754 | 1.8339 | 2.2923 | 2.7508 | 3.2093 | 3.6677 | 4.1262 | 4.5847 | 5.0431 | 5.5016 | 5.9601 | 6.4185
2019-04-15 18:00 | 43570.75 | 0.6426 | 0.8568 | 1.071 | 1.2852 | 1.4994 | 1.7136 | 1.9278 | 2.142 | 2.3562 | 2.5704 | 2.7846 | 2.9988
2019-04-15 19:00 | 43570.7917 | 0.043771 | 0.058362 | 0.072952 | 0.087543 | 0.10213 | 0.11672 | 0.13131 | 0.1459 | 0.1605 | 0.17509 | 0.18968 | 0.20427
2019-04-15 20:00 | 43570.8333 | 0 | 0 | 0 | 0 | 0 | 0 | 0 | 0 | 0 | 0 | 0 | 0
2019-04-15 21:00 | 43570.875 | 0 | 0 | 0 | 0 | 0 | 0 | 0 | 0 | 0 | 0 | 0 | 0
2019-04-15 22:00 | 43570.9167 | 0 | 0 | 0 | 0 | 0 | 0 | 0 | 0 | 0 | 0 | 0 | 0
2019-04-15 23:00 | 43570.9583 | 0 | 0 | 0 | 0 | 0 | 0 | 0 | 0 | 0 | 0 | 0 | 0
2019-04-16 | 43571 | 0 | 0 | 0 | 0 | 0 | 0 | 0 | 0 | 0 | 0 | 0 | 0
2019-04-16 01:00 | 43571.0417 | 0 | 0 | 0 | 0 | 0 | 0 | 0 | 0 | 0 | 0 | 0 | 0
2019-04-16 02:00 | 43571.0833 | 0 | 0 | 0 | 0 | 0 | 0 | 0 | 0 | 0 | 0 | 0 | 0
2019-04-16 03:00 | 43571.125 | 0 | 0 | 0 | 0 | 0 | 0 | 0 | 0 | 0 | 0 | 0 | 0
2019-04-16 04:00 | 43571.1667 | 0 | 0 | 0 | 0 | 0 | 0 | 0 | 0 | 0 | 0 | 0 | 0
2019-04-16 05:00 | 43571.2083 | 0 | 0 | 0 | 0 | 0 | 0 | 0 | 0 | 0 | 0 | 0 | 0
2019-04-16 06:00 | 43571.25 | 0 | 0 | 0 | 0 | 0 | 0 | 0 | 0 | 0 | 0 | 0 | 0
2019-04-16 07:00 | 43571.2917 | 0.14952 | 0.19937 | 0.24921 | 0.29905 | 0.34889 | 0.39873 | 0.44857 | 0.49841 | 0.54825 | 0.5981 | 0.64794 | 0.69778
2019-04-16 08:00 | 43571.3333 | 0.64603 | 0.86138 | 1.0767 | 1.2921 | 1.5074 | 1.7228 | 1.9381 | 2.1534 | 2.3688 | 2.5841 | 2.7995 | 3.0148
2019-04-16 09:00 | 43571.375 | 1.2219 | 1.6292 | 2.0365 | 2.4438 | 2.8511 | 3.2584 | 3.6657 | 4.073 | 4.4803 | 4.8876 | 5.2949 | 5.7022
2019-04-16 10:00 | 43571.4167 | 1.7426 | 2.3234 | 2.9043 | 3.4852 | 4.066 | 4.6469 | 5.2277 | 5.8086 | 6.3895 | 6.9703 | 7.5512 | 8.132
2019-04-16 11:00 | 43571.4583 | 2.1743 | 2.8991 | 3.6238 | 4.3486 | 5.0734 | 5.7981 | 6.5229 | 7.2477 | 7.9724 | 8.6972 | 9.422 | 10.1468
2019-04-16 12:00 | 43571.5 | 2.4392 | 3.2523 | 4.0654 | 4.8784 | 5.6915 | 6.5046 | 7.3176 | 8.1307 | 8.9438 | 9.7569 | 10.5699 | 11.383
2019-04-16 13:00 | 43571.5417 | 2.4865 | 3.3153 | 4.1442 | 4.973 | 5.8018 | 6.6307 | 7.4595 | 8.2884 | 9.1172 | 9.946 | 10.7749 | 11.6037
2019-04-16 14:00 | 43571.5833 | 2.379 | 3.1721 | 3.9651 | 4.7581 | 5.5511 | 6.3441 | 7.1371 | 7.9302 | 8.7232 | 9.5162 | 10.3092 | 11.1022
2019-04-16 15:00 | 43571.625 | 2.0029 | 2.6705 | 3.3382 | 4.0058 | 4.6734 | 5.3411 | 6.0087 | 6.6763 | 7.3439 | 8.0116 | 8.6792 | 9.3468
2019-04-16 16:00 | 43571.6667 | 1.5478 | 2.0638 | 2.5797 | 3.0957 | 3.6116 | 4.1276 | 4.6435 | 5.1595 | 5.6754 | 6.1914 | 6.7073 | 7.2233
2019-04-16 17:00 | 43571.7083 | 1.0073 | 1.343 | 1.6788 | 2.0146 | 2.3503 | 2.6861 | 3.0218 | 3.3576 | 3.6934 | 4.0291 | 4.3649 | 4.7007
2019-04-16 18:00 | 43571.75 | 0.48421 | 0.64561 | 0.80701 | 0.96842 | 1.1298 | 1.2912 | 1.4526 | 1.614 | 1.7754 | 1.9368 | 2.0982 | 2.2596
2019-04-16 19:00 | 43571.7917 | 0.072036 | 0.096048 | 0.12006 | 0.14407 | 0.16808 | 0.1921 | 0.21611 | 0.24012 | 0.26413 | 0.28814 | 0.31216 | 0.33617
2019-04-16 20:00 | 43571.8333 | 0 | 0 | 0 | 0 | 0 | 0 | 0 | 0 | 0 | 0 | 0 | 0
2019-04-16 21:00 | 43571.875 | 0 | 0 | 0 | 0 | 0 | 0 | 0 | 0 | 0 | 0 | 0 | 0
2019-04-16 22:00 | 43571.9167 | 0 | 0 | 0 | 0 | 0 | 0 | 0 | 0 | 0 | 0 | 0 | 0
2019-04-16 23:00 | 43571.9583 | 0 | 0 | 0 | 0 | 0 | 0 | 0 | 0 | 0 | 0 | 0 | 0
2019-04-17 | 43572 | 0 | 0 | 0 | 0 | 0 | 0 | 0 | 0 | 0 | 0 | 0 | 0
2019-04-17 01:00 | 43572.0417 | 0 | 0 | 0 | 0 | 0 | 0 | 0 | 0 | 0 | 0 | 0 | 0
2019-04-17 02:00 | 43572.0833 | 0 | 0 | 0 | 0 | 0 | 0 | 0 | 0 | 0 | 0 | 0 | 0
2019-04-17 03:00 | 43572.125 | 0 | 0 | 0 | 0 | 0 | 0 | 0 | 0 | 0 | 0 | 0 | 0
2019-04-17 04:00 | 43572.1667 | 0 | 0 | 0 | 0 | 0 | 0 | 0 | 0 | 0 | 0 | 0 | 0
2019-04-17 05:00 | 43572.2083 | 0 | 0 | 0 | 0 | 0 | 0 | 0 | 0 | 0 | 0 | 0 | 0
2019-04-17 06:00 | 43572.25 | 0.0015711 | 0.0020947 | 0.0026184 | 0.0031421 | 0.0036658 | 0.0041895 | 0.0047132 | 0.0052368 | 0.0057605 | 0.0062842 | 0.0068079 | 0.0073316
2019-04-17 07:00 | 43572.2917 | 0.14747 | 0.19662 | 0.24578 | 0.29493 | 0.34409 | 0.39324 | 0.4424 | 0.49155 | 0.54071 | 0.58986 | 0.63902 | 0.68817
2019-04-17 08:00 | 43572.3333 | 0.71217 | 0.94955 | 1.1869 | 1.4243 | 1.6617 | 1.8991 | 2.1365 | 2.3739 | 2.6113 | 2.8487 | 3.086 | 3.3234
2019-04-17 09:00 | 43572.375 | 0.93294 | 1.2439 | 1.5549 | 1.8659 | 2.1768 | 2.4878 | 2.7988 | 3.1098 | 3.4208 | 3.7317 | 4.0427 | 4.3537
2019-04-17 10:00 | 43572.4167 | 1.5781 | 2.1042 | 2.6302 | 3.1563 | 3.6823 | 4.2084 | 4.7344 | 5.2605 | 5.7865 | 6.3126 | 6.8386 | 7.3647
2019-04-17 11:00 | 43572.4583 | 2.3499 | 3.1331 | 3.9164 | 4.6997 | 5.483 | 6.2663 | 7.0496 | 7.8329 | 8.6162 | 9.3994 | 10.1827 | 10.966
2019-04-17 12:00 | 43572.5 | 2.6527 | 3.5369 | 4.4212 | 5.3054 | 6.1896 | 7.0739 | 7.9581 | 8.8423 | 9.7266 | 10.6108 | 11.495 | 12.3793
2019-04-17 13:00 | 43572.5417 | 2.6119 | 3.4826 | 4.3532 | 5.2239 | 6.0945 | 6.9651 | 7.8358 | 8.7064 | 9.5771 | 10.4477 | 11.3183 | 12.189
2019-04-17 14:00 | 43572.5833 | 2.3198 | 3.0931 | 3.8663 | 4.6396 | 5.4128 | 6.1861 | 6.9594 | 7.7326 | 8.5059 | 9.2792 | 10.0524 | 10.8257
2019-04-17 15:00 | 43572.625 | 2.0072 | 2.6763 | 3.3453 | 4.0144 | 4.6835 | 5.3526 | 6.0216 | 6.6907 | 7.3598 | 8.0288 | 8.6979 | 9.367
2019-04-17 16:00 | 43572.6667 | 1.415 | 1.8866 | 2.3583 | 2.83 | 3.3016 | 3.7733 | 4.2449 | 4.7166 | 5.1883 | 5.6599 | 6.1316 | 6.6032
2019-04-17 17:00 | 43572.7083 | 0.72359 | 0.96479 | 1.206 | 1.4472 | 1.6884 | 1.9296 | 2.1708 | 2.412 | 2.6532 | 2.8944 | 3.1356 | 3.3768
2019-04-17 18:00 | 43572.75 | 0.38995 | 0.51993 | 0.64992 | 0.7799 | 0.90989 | 1.0399 | 1.1699 | 1.2998 | 1.4298 | 1.5598 | 1.6898 | 1.8198
2019-04-17 19:00 | 43572.7917 | 0.068006 | 0.090675 | 0.11334 | 0.13601 | 0.15868 | 0.18135 | 0.20402 | 0.22669 | 0.24936 | 0.27203 | 0.29469 | 0.31736
2019-04-17 20:00 | 43572.8333 | 0 | 0 | 0 | 0 | 0 | 0 | 0 | 0 | 0 | 0 | 0 | 0
2019-04-17 21:00 | 43572.875 | 0 | 0 | 0 | 0 | 0 | 0 | 0 | 0 | 0 | 0 | 0 | 0
2019-04-17 22:00 | 43572.9167 | 0 | 0 | 0 | 0 | 0 | 0 | 0 | 0 | 0 | 0 | 0 | 0
2019-04-17 23:00 | 43572.9583 | 0 | 0 | 0 | 0 | 0 | 0 | 0 | 0 | 0 | 0 | 0 | 0
2019-04-18 | 43573 | 0 | 0 | 0 | 0 | 0 | 0 | 0 | 0 | 0 | 0 | 0 | 0
2019-04-18 01:00 | 43573.0417 | 0 | 0 | 0 | 0 | 0 | 0 | 0 | 0 | 0 | 0 | 0 | 0
2019-04-18 02:00 | 43573.0833 | 0 | 0 | 0 | 0 | 0 | 0 | 0 | 0 | 0 | 0 | 0 | 0
2019-04-18 03:00 | 43573.125 | 0 | 0 | 0 | 0 | 0 | 0 | 0 | 0 | 0 | 0 | 0 | 0
2019-04-18 04:00 | 43573.1667 | 0 | 0 | 0 | 0 | 0 | 0 | 0 | 0 | 0 | 0 | 0 | 0
2019-04-18 05:00 | 43573.2083 | 0 | 0 | 0 | 0 | 0 | 0 | 0 | 0 | 0 | 0 | 0 | 0
2019-04-18 06:00 | 43573.25 | 0.0016014 | 0.0021352 | 0.002669 | 0.0032028 | 0.0037366 | 0.0042704 | 0.0048041 | 0.0053379 | 0.0058717 | 0.0064055 | 0.0069393 | 0.0074731
2019-04-18 07:00 | 43573.2917 | 0.14902 | 0.19869 | 0.24836 | 0.29803 | 0.3477 | 0.39737 | 0.44705 | 0.49672 | 0.54639 | 0.59606 | 0.64573 | 0.69541
2019-04-18 08:00 | 43573.3333 | 0.45916 | 0.61222 | 0.76527 | 0.91833 | 1.0714 | 1.2244 | 1.3775 | 1.5305 | 1.6836 | 1.8367 | 1.9897 | 2.1428
2019-04-18 09:00 | 43573.375 | 0.8306 | 1.1075 | 1.3843 | 1.6612 | 1.9381 | 2.2149 | 2.4918 | 2.7687 | 3.0455 | 3.3224 | 3.5993 | 3.8761
2019-04-18 10:00 | 43573.4167 | 1.2979 | 1.7305 | 2.1631 | 2.5958 | 3.0284 | 3.461 | 3.8936 | 4.3263 | 4.7589 | 5.1915 | 5.6241 | 6.0568
2019-04-18 11:00 | 43573.4583 | 1.4357 | 1.9143 | 2.3929 | 2.8714 | 3.35 | 3.8286 | 4.3072 | 4.7857 | 5.2643 | 5.7429 | 6.2215 | 6.7
2019-04-18 12:00 | 43573.5 | 1.661 | 2.2146 | 2.7683 | 3.322 | 3.8756 | 4.4293 | 4.9829 | 5.5366 | 6.0902 | 6.6439 | 7.1976 | 7.7512
2019-04-18 13:00 | 43573.5417 | 2.2781 | 3.0375 | 3.7969 | 4.5563 | 5.3157 | 6.075 | 6.8344 | 7.5938 | 8.3532 | 9.1126 | 9.8719 | 10.6313
2019-04-18 14:00 | 43573.5833 | 2.2168 | 2.9558 | 3.6947 | 4.4337 | 5.1726 | 5.9115 | 6.6505 | 7.3894 | 8.1284 | 8.8673 | 9.6062 | 10.3452
2019-04-18 15:00 | 43573.625 | 2.179 | 2.9054 | 3.6317 | 4.3581 | 5.0844 | 5.8107 | 6.5371 | 7.2634 | 7.9898 | 8.7161 | 9.4424 | 10.1688
2019-04-18 16:00 | 43573.6667 | 1.7435 | 2.3246 | 2.9058 | 3.4869 | 4.0681 | 4.6492 | 5.2304 | 5.8115 | 6.3927 | 6.9738 | 7.555 | 8.1361
2019-04-18 17:00 | 43573.7083 | 1.2611 | 1.6814 | 2.1018 | 2.5221 | 2.9425 | 3.3628 | 3.7832 | 4.2035 | 4.6239 | 5.0442 | 5.4646 | 5.8849
2019-04-18 18:00 | 43573.75 | 0.66129 | 0.88173 | 1.1022 | 1.3226 | 1.543 | 1.7635 | 1.9839 | 2.2043 | 2.4247 | 2.6452 | 2.8656 | 3.086
2019-04-18 19:00 | 43573.7917 | 0.042551 | 0.056735 | 0.070919 | 0.085103 | 0.099286 | 0.11347 | 0.12765 | 0.14184 | 0.15602 | 0.17021 | 0.18439 | 0.19857
2019-04-18 20:00 | 43573.8333 | 0 | 0 | 0 | 0 | 0 | 0 | 0 | 0 | 0 | 0 | 0 | 0
2019-04-18 21:00 | 43573.875 | 0 | 0 | 0 | 0 | 0 | 0 | 0 | 0 | 0 | 0 | 0 | 0
2019-04-18 22:00 | 43573.9167 | 0 | 0 | 0 | 0 | 0 | 0 | 0 | 0 | 0 | 0 | 0 | 0
2019-04-18 23:00 | 43573.9583 | 0 | 0 | 0 | 0 | 0 | 0 | 0 | 0 | 0 | 0 | 0 | 0
2019-04-19 | 43574 | 0 | 0 | 0 | 0 | 0 | 0 | 0 | 0 | 0 | 0 | 0 | 0
2019-04-19 01:00 | 43574.0417 | 0 | 0 | 0 | 0 | 0 | 0 | 0 | 0 | 0 | 0 | 0 | 0
2019-04-19 02:00 | 43574.0833 | 0 | 0 | 0 | 0 | 0 | 0 | 0 | 0 | 0 | 0 | 0 | 0
2019-04-19 03:00 | 43574.125 | 0 | 0 | 0 | 0 | 0 | 0 | 0 | 0 | 0 | 0 | 0 | 0
2019-04-19 04:00 | 43574.1667 | 0 | 0 | 0 | 0 | 0 | 0 | 0 | 0 | 0 | 0 | 0 | 0
2019-04-19 05:00 | 43574.2083 | 0 | 0 | 0 | 0 | 0 | 0 | 0 | 0 | 0 | 0 | 0 | 0
2019-04-19 06:00 | 43574.25 | 0.0015408 | 0.0020544 | 0.002568 | 0.0030816 | 0.0035952 | 0.0041088 | 0.0046224 | 0.005136 | 0.0056496 | 0.0061631 | 0.0066767 | 0.0071903
2019-04-19 07:00 | 43574.2917 | 0.015966 | 0.021288 | 0.02661 | 0.031932 | 0.037254 | 0.042576 | 0.047898 | 0.05322 | 0.058541 | 0.063863 | 0.069185 | 0.074507
2019-04-19 08:00 | 43574.3333 | 0.048953 | 0.065271 | 0.081589 | 0.097907 | 0.11422 | 0.13054 | 0.14686 | 0.16318 | 0.1795 | 0.19581 | 0.21213 | 0.22845
2019-04-19 09:00 | 43574.375 | 0.086551 | 0.1154 | 0.14425 | 0.1731 | 0.20195 | 0.2308 | 0.25965 | 0.2885 | 0.31735 | 0.3462 | 0.37505 | 0.40391
2019-04-19 10:00 | 43574.4167 | 0.12039 | 0.16052 | 0.20065 | 0.24077 | 0.2809 | 0.32103 | 0.36116 | 0.40129 | 0.44142 | 0.48155 | 0.52168 | 0.56181
2019-04-19 11:00 | 43574.4583 | 0.14683 | 0.19577 | 0.24471 | 0.29365 | 0.34259 | 0.39154 | 0.44048 | 0.48942 | 0.53836 | 0.5873 | 0.63625 | 0.68519
2019-04-19 12:00 | 43574.5 | 0.16731 | 0.22308 | 0.27886 | 0.33463 | 0.3904 | 0.44617 | 0.50194 | 0.55771 | 0.61348 | 0.66925 | 0.72502 | 0.7808
2019-04-19 13:00 | 43574.5417 | 0.19116 | 0.25488 | 0.3186 | 0.38231 | 0.44603 | 0.50975 | 0.57347 | 0.63719 | 0.70091 | 0.76463 | 0.82835 | 0.89207
2019-04-19 14:00 | 43574.5833 | 0.18308 | 0.24411 | 0.30514 | 0.36617 | 0.42719 | 0.48822 | 0.54925 | 0.61028 | 0.6713 | 0.73233 | 0.79336 | 0.85439
2019-04-19 15:00 | 43574.625 | 0.15141 | 0.20189 | 0.25236 | 0.30283 | 0.3533 | 0.40377 | 0.45424 | 0.50471 | 0.55518 | 0.60566 | 0.65613 | 0.7066
2019-04-19 16:00 | 43574.6667 | 0.11725 | 0.15633 | 0.19541 | 0.2345 | 0.27358 | 0.31266 | 0.35175 | 0.39083 | 0.42991 | 0.46899 | 0.50808 | 0.54716
2019-04-19 17:00 | 43574.7083 | 0.078493 | 0.10466 | 0.13082 | 0.15699 | 0.18315 | 0.20931 | 0.23548 | 0.26164 | 0.28781 | 0.31397 | 0.34013 | 0.3663
2019-04-19 18:00 | 43574.75 | 0.041461 | 0.055281 | 0.069101 | 0.082921 | 0.096741 | 0.11056 | 0.12438 | 0.1382 | 0.15202 | 0.16584 | 0.17966 | 0.19348
2019-04-19 19:00 | 43574.7917 | 0.011725 | 0.015633 | 0.019541 | 0.023449 | 0.027358 | 0.031266 | 0.035174 | 0.039082 | 0.04299 | 0.046899 | 0.050807 | 0.054715
2019-04-19 20:00 | 43574.8333 | 0 | 0 | 0 | 0 | 0 | 0 | 0 | 0 | 0 | 0 | 0 | 0
2019-04-19 21:00 | 43574.875 | 0 | 0 | 0 | 0 | 0 | 0 | 0 | 0 | 0 | 0 | 0 | 0
2019-04-19 22:00 | 43574.9167 | 0 | 0 | 0 | 0 | 0 | 0 | 0 | 0 | 0 | 0 | 0 | 0
2019-04-19 23:00 | 43574.9583 | 0 | 0 | 0 | 0 | 0 | 0 | 0 | 0 | 0 | 0 | 0 | 0
2019-04-20 | 43575 | 0 | 0 | 0 | 0 | 0 | 0 | 0 | 0 | 0 | 0 | 0 | 0
2019-04-20 01:00 | 43575.0417 | 0 | 0 | 0 | 0 | 0 | 0 | 0 | 0 | 0 | 0 | 0 | 0
2019-04-20 02:00 | 43575.0833 | 0 | 0 | 0 | 0 | 0 | 0 | 0 | 0 | 0 | 0 | 0 | 0
2019-04-20 03:00 | 43575.125 | 0 | 0 | 0 | 0 | 0 | 0 | 0 | 0 | 0 | 0 | 0 | 0
2019-04-20 04:00 | 43575.1667 | 0 | 0 | 0 | 0 | 0 | 0 | 0 | 0 | 0 | 0 | 0 | 0
2019-04-20 05:00 | 43575.2083 | 0 | 0 | 0 | 0 | 0 | 0 | 0 | 0 | 0 | 0 | 0 | 0
2019-04-20 06:00 | 43575.25 | 0.0035852 | 0.0047802 | 0.0059753 | 0.0071703 | 0.0083654 | 0.0095605 | 0.010756 | 0.011951 | 0.013146 | 0.014341 | 0.015536 | 0.016731
2019-04-20 07:00 | 43575.2917 | 0.17543 | 0.23391 | 0.29239 | 0.35086 | 0.40934 | 0.46782 | 0.5263 | 0.58477 | 0.64325 | 0.70173 | 0.76021 | 0.81868
2019-04-20 08:00 | 43575.3333 | 0.67506 | 0.90007 | 1.1251 | 1.3501 | 1.5751 | 1.8001 | 2.0252 | 2.2502 | 2.4752 | 2.7002 | 2.9252 | 3.1503
2019-04-20 09:00 | 43575.375 | 1.2412 | 1.6549 | 2.0687 | 2.4824 | 2.8961 | 3.3099 | 3.7236 | 4.1374 | 4.5511 | 4.9648 | 5.3786 | 5.7923
2019-04-20 10:00 | 43575.4167 | 1.8631 | 2.4841 | 3.1051 | 3.7262 | 4.3472 | 4.9682 | 5.5893 | 6.2103 | 6.8313 | 7.4523 | 8.0734 | 8.6944
2019-04-20 11:00 | 43575.4583 | 2.3311 | 3.1081 | 3.8851 | 4.6622 | 5.4392 | 6.2162 | 6.9932 | 7.7703 | 8.5473 | 9.3243 | 10.1014 | 10.8784
2019-04-20 12:00 | 43575.5 | 2.3726 | 3.1634 | 3.9543 | 4.7451 | 5.536 | 6.3268 | 7.1177 | 7.9086 | 8.6994 | 9.4903 | 10.2811 | 11.072
2019-04-20 13:00 | 43575.5417 | 2.4339 | 3.2452 | 4.0565 | 4.8678 | 5.6791 | 6.4904 | 7.3018 | 8.1131 | 8.9244 | 9.7357 | 10.547 | 11.3583
2019-04-20 14:00 | 43575.5833 | 2.4148 | 3.2198 | 4.0247 | 4.8297 | 5.6346 | 6.4396 | 7.2445 | 8.0495 | 8.8544 | 9.6593 | 10.4643 | 11.2692
2019-04-20 15:00 | 43575.625 | 2.0396 | 2.7194 | 3.3993 | 4.0791 | 4.759 | 5.4388 | 6.1187 | 6.7985 | 7.4784 | 8.1582 | 8.8381 | 9.5179
2019-04-20 16:00 | 43575.6667 | 1.4876 | 1.9835 | 2.4794 | 2.9753 | 3.4711 | 3.967 | 4.4629 | 4.9588 | 5.4546 | 5.9505 | 6.4464 | 6.9423
2019-04-20 17:00 | 43575.7083 | 1.1173 | 1.4897 | 1.8622 | 2.2346 | 2.607 | 2.9795 | 3.3519 | 3.7243 | 4.0968 | 4.4692 | 4.8416 | 5.2141
2019-04-20 18:00 | 43575.75 | 0.48222 | 0.64297 | 0.80371 | 0.96445 | 1.1252 | 1.2859 | 1.4467 | 1.6074 | 1.7682 | 1.9289 | 2.0896 | 2.2504
2019-04-20 19:00 | 43575.7917 | 0.081294 | 0.10839 | 0.13549 | 0.16259 | 0.18969 | 0.21678 | 0.24388 | 0.27098 | 0.29808 | 0.32518 | 0.35227 | 0.37937
2019-04-20 20:00 | 43575.8333 | 0 | 0 | 0 | 0 | 0 | 0 | 0 | 0 | 0 | 0 | 0 | 0
2019-04-20 21:00 | 43575.875 | 0 | 0 | 0 | 0 | 0 | 0 | 0 | 0 | 0 | 0 | 0 | 0
2019-04-20 22:00 | 43575.9167 | 0 | 0 | 0 | 0 | 0 | 0 | 0 | 0 | 0 | 0 | 0 | 0
2019-04-20 23:00 | 43575.9583 | 0 | 0 | 0 | 0 | 0 | 0 | 0 | 0 | 0 | 0 | 0 | 0
2019-04-21 | 43576 | 0 | 0 | 0 | 0 | 0 | 0 | 0 | 0 | 0 | 0 | 0 | 0
2019-04-21 01:00 | 43576.0417 | 0 | 0 | 0 | 0 | 0 | 0 | 0 | 0 | 0 | 0 | 0 | 0
2019-04-21 02:00 | 43576.0833 | 0 | 0 | 0 | 0 | 0 | 0 | 0 | 0 | 0 | 0 | 0 | 0
2019-04-21 03:00 | 43576.125 | 0 | 0 | 0 | 0 | 0 | 0 | 0 | 0 | 0 | 0 | 0 | 0
2019-04-21 04:00 | 43576.1667 | 0 | 0 | 0 | 0 | 0 | 0 | 0 | 0 | 0 | 0 | 0 | 0
2019-04-21 05:00 | 43576.2083 | 0 | 0 | 0 | 0 | 0 | 0 | 0 | 0 | 0 | 0 | 0 | 0
2019-04-21 06:00 | 43576.25 | 0.0055381 | 0.0073842 | 0.0092302 | 0.011076 | 0.012922 | 0.014768 | 0.016614 | 0.01846 | 0.020306 | 0.022152 | 0.023999 | 0.025845
2019-04-21 07:00 | 43576.2917 | 0.18528 | 0.24703 | 0.30879 | 0.37055 | 0.43231 | 0.49407 | 0.55583 | 0.61759 | 0.67935 | 0.7411 | 0.80286 | 0.86462
2019-04-21 08:00 | 43576.3333 | 0.9254 | 1.2339 | 1.5423 | 1.8508 | 2.1593 | 2.4677 | 2.7762 | 3.0847 | 3.3931 | 3.7016 | 4.0101 | 4.3185
2019-04-21 09:00 | 43576.375 | 1.7921 | 2.3895 | 2.9869 | 3.5843 | 4.1816 | 4.779 | 5.3764 | 5.9738 | 6.5711 | 7.1685 | 7.7659 | 8.3633
2019-04-21 10:00 | 43576.4167 | 2.5601 | 3.4135 | 4.2669 | 5.1203 | 5.9736 | 6.827 | 7.6804 | 8.5338 | 9.3871 | 10.2405 | 11.0939 | 11.9473
2019-04-21 11:00 | 43576.4583 | 3.0706 | 4.0941 | 5.1176 | 6.1411 | 7.1647 | 8.1882 | 9.2117 | 10.2352 | 11.2588 | 12.2823 | 13.3058 | 14.3293
2019-04-21 12:00 | 43576.5 | 1.7237 | 2.2983 | 2.8729 | 3.4475 | 4.0221 | 4.5967 | 5.1712 | 5.7458 | 6.3204 | 6.895 | 7.4696 | 8.0442
2019-04-21 13:00 | 43576.5417 | 0.19127 | 0.25503 | 0.31879 | 0.38255 | 0.4463 | 0.51006 | 0.57382 | 0.63758 | 0.70134 | 0.76509 | 0.82885 | 0.89261
2019-04-21 14:00 | 43576.5833 | 0.18576 | 0.24768 | 0.3096 | 0.37152 | 0.43344 | 0.49536 | 0.55729 | 0.61921 | 0.68113 | 0.74305 | 0.80497 | 0.86689
2019-04-21 15:00 | 43576.625 | 0.21423 | 0.28563 | 0.35704 | 0.42845 | 0.49986 | 0.57127 | 0.64268 | 0.71408 | 0.78549 | 0.8569 | 0.92831 | 0.99972
2019-04-21 16:00 | 43576.6667 | 0.5402 | 0.72027 | 0.90033 | 1.0804 | 1.2605 | 1.4405 | 1.6206 | 1.8007 | 1.9807 | 2.1608 | 2.3409 | 2.5209
2019-04-21 17:00 | 43576.7083 | 0.964 | 1.2853 | 1.6067 | 1.928 | 2.2493 | 2.5707 | 2.892 | 3.2133 | 3.5347 | 3.856 | 4.1773 | 4.4987
2019-04-21 18:00 | 43576.75 | 0.45422 | 0.60563 | 0.75704 | 0.90845 | 1.0599 | 1.2113 | 1.3627 | 1.5141 | 1.6655 | 1.8169 | 1.9683 | 2.1197
2019-04-21 19:00 | 43576.7917 | 0.083529 | 0.11137 | 0.13922 | 0.16706 | 0.1949 | 0.22275 | 0.25059 | 0.27843 | 0.30627 | 0.33412 | 0.36196 | 0.3898
2019-04-21 20:00 | 43576.8333 | 0.0015297 | 0.0020395 | 0.0025494 | 0.0030593 | 0.0035692 | 0.0040791 | 0.004589 | 0.0050988 | 0.0056087 | 0.0061186 | 0.0066285 | 0.0071384
2019-04-21 21:00 | 43576.875 | 0 | 0 | 0 | 0 | 0 | 0 | 0 | 0 | 0 | 0 | 0 | 0
2019-04-21 22:00 | 43576.9167 | 0 | 0 | 0 | 0 | 0 | 0 | 0 | 0 | 0 | 0 | 0 | 0
2019-04-21 23:00 | 43576.9583 | 0 | 0 | 0 | 0 | 0 | 0 | 0 | 0 | 0 | 0 | 0 | 0
2019-04-22 | 43577 | 0 | 0 | 0 | 0 | 0 | 0 | 0 | 0 | 0 | 0 | 0 | 0
2019-04-22 01:00 | 43577.0417 | 0 | 0 | 0 | 0 | 0 | 0 | 0 | 0 | 0 | 0 | 0 | 0
2019-04-22 02:00 | 43577.0833 | 0 | 0 | 0 | 0 | 0 | 0 | 0 | 0 | 0 | 0 | 0 | 0
2019-04-22 03:00 | 43577.125 | 0 | 0 | 0 | 0 | 0 | 0 | 0 | 0 | 0 | 0 | 0 | 0
2019-04-22 04:00 | 43577.1667 | 0 | 0 | 0 | 0 | 0 | 0 | 0 | 0 | 0 | 0 | 0 | 0
2019-04-22 05:00 | 43577.2083 | 0 | 0 | 0 | 0 | 0 | 0 | 0 | 0 | 0 | 0 | 0 | 0
2019-04-22 06:00 | 43577.25 | 0.0075792 | 0.010106 | 0.012632 | 0.015158 | 0.017685 | 0.020211 | 0.022738 | 0.025264 | 0.027791 | 0.030317 | 0.032843 | 0.03537
2019-04-22 07:00 | 43577.2917 | 0.10093 | 0.13458 | 0.16822 | 0.20186 | 0.23551 | 0.26915 | 0.30279 | 0.33644 | 0.37008 | 0.40373 | 0.43737 | 0.47101
2019-04-22 08:00 | 43577.3333 | 0.67501 | 0.90001 | 1.125 | 1.35 | 1.575 | 1.8 | 2.025 | 2.25 | 2.475 | 2.7 | 2.925 | 3.15
2019-04-22 09:00 | 43577.375 | 0.7742 | 1.0323 | 1.2903 | 1.5484 | 1.8065 | 2.0645 | 2.3226 | 2.5807 | 2.8387 | 3.0968 | 3.3549 | 3.613
2019-04-22 10:00 | 43577.4167 | 1.0483 | 1.3977 | 1.7472 | 2.0966 | 2.446 | 2.7955 | 3.1449 | 3.4943 | 3.8438 | 4.1932 | 4.5426 | 4.8921
2019-04-22 11:00 | 43577.4583 | 2.0617 | 2.7489 | 3.4362 | 4.1234 | 4.8106 | 5.4978 | 6.1851 | 6.8723 | 7.5595 | 8.2468 | 8.934 | 9.6212
2019-04-22 12:00 | 43577.5 | 1.5927 | 2.1236 | 2.6546 | 3.1855 | 3.7164 | 4.2473 | 4.7782 | 5.3091 | 5.84 | 6.3709 | 6.9018 | 7.4328
2019-04-22 13:00 | 43577.5417 | 1.0666 | 1.4222 | 1.7777 | 2.1333 | 2.4888 | 2.8444 | 3.1999 | 3.5555 | 3.911 | 4.2666 | 4.6221 | 4.9776
2019-04-22 14:00 | 43577.5833 | 1.4193 | 1.8923 | 2.3654 | 2.8385 | 3.3116 | 3.7847 | 4.2578 | 4.7308 | 5.2039 | 5.677 | 6.1501 | 6.6232
2019-04-22 15:00 | 43577.625 | 1.2927 | 1.7237 | 2.1546 | 2.5855 | 3.0164 | 3.4473 | 3.8782 | 4.3092 | 4.7401 | 5.171 | 5.6019 | 6.0328
2019-04-22 16:00 | 43577.6667 | 0.95642 | 1.2752 | 1.594 | 1.9128 | 2.2317 | 2.5505 | 2.8693 | 3.1881 | 3.5069 | 3.8257 | 4.1445 | 4.4633
2019-04-22 17:00 | 43577.7083 | 1.044 | 1.392 | 1.7401 | 2.0881 | 2.4361 | 2.7841 | 3.1321 | 3.4801 | 3.8281 | 4.1761 | 4.5241 | 4.8722
2019-04-22 18:00 | 43577.75 | 0.45864 | 0.61151 | 0.76439 | 0.91727 | 1.0701 | 1.223 | 1.3759 | 1.5288 | 1.6817 | 1.8345 | 1.9874 | 2.1403
2019-04-22 19:00 | 43577.7917 | 0.10073 | 0.13431 | 0.16789 | 0.20146 | 0.23504 | 0.26862 | 0.30219 | 0.33577 | 0.36935 | 0.40292 | 0.4365 | 0.47008
2019-04-22 20:00 | 43577.8333 | 0.0014173 | 0.0018897 | 0.0023622 | 0.0028346 | 0.0033071 | 0.0037795 | 0.0042519 | 0.0047244 | 0.0051968 | 0.0056692 | 0.0061417 | 0.0066141
2019-04-22 21:00 | 43577.875 | 0 | 0 | 0 | 0 | 0 | 0 | 0 | 0 | 0 | 0 | 0 | 0
2019-04-22 22:00 | 43577.9167 | 0 | 0 | 0 | 0 | 0 | 0 | 0 | 0 | 0 | 0 | 0 | 0
2019-04-22 23:00 | 43577.9583 | 0 | 0 | 0 | 0 | 0 | 0 | 0 | 0 | 0 | 0 | 0 | 0
2019-04-23 | 43578 | 0 | 0 | 0 | 0 | 0 | 0 | 0 | 0 | 0 | 0 | 0 | 0
2019-04-23 01:00 | 43578.0417 | 0 | 0 | 0 | 0 | 0 | 0 | 0 | 0 | 0 | 0 | 0 | 0
2019-04-23 02:00 | 43578.0833 | 0 | 0 | 0 | 0 | 0 | 0 | 0 | 0 | 0 | 0 | 0 | 0
2019-04-23 03:00 | 43578.125 | 0 | 0 | 0 | 0 | 0 | 0 | 0 | 0 | 0 | 0 | 0 | 0
2019-04-23 04:00 | 43578.1667 | 0 | 0 | 0 | 0 | 0 | 0 | 0 | 0 | 0 | 0 | 0 | 0
2019-04-23 05:00 | 43578.2083 | 0 | 0 | 0 | 0 | 0 | 0 | 0 | 0 | 0 | 0 | 0 | 0
2019-04-23 06:00 | 43578.25 | 0.0015456 | 0.0020607 | 0.0025759 | 0.0030911 | 0.0036063 | 0.0041215 | 0.0046367 | 0.0051519 | 0.0056671 | 0.0061822 | 0.0066974 | 0.0072126
2019-04-23 07:00 | 43578.2917 | 0.14883 | 0.19844 | 0.24804 | 0.29765 | 0.34726 | 0.39687 | 0.44648 | 0.49609 | 0.5457 | 0.59531 | 0.64492 | 0.69452
2019-04-23 08:00 | 43578.3333 | 0.38711 | 0.51615 | 0.64519 | 0.77423 | 0.90327 | 1.0323 | 1.1613 | 1.2904 | 1.4194 | 1.5485 | 1.6775 | 1.8065
2019-04-23 09:00 | 43578.375 | 0.60036 | 0.80048 | 1.0006 | 1.2007 | 1.4008 | 1.601 | 1.8011 | 2.0012 | 2.2013 | 2.4014 | 2.6015 | 2.8017
2019-04-23 10:00 | 43578.4167 | 0.82932 | 1.1058 | 1.3822 | 1.6586 | 1.9351 | 2.2115 | 2.488 | 2.7644 | 3.0408 | 3.3173 | 3.5937 | 3.8701
2019-04-23 11:00 | 43578.4583 | 1.0497 | 1.3996 | 1.7495 | 2.0994 | 2.4494 | 2.7993 | 3.1492 | 3.4991 | 3.849 | 4.1989 | 4.5488 | 4.8987
2019-04-23 12:00 | 43578.5 | 1.1768 | 1.569 | 1.9613 | 2.3536 | 2.7458 | 3.1381 | 3.5303 | 3.9226 | 4.3149 | 4.7071 | 5.0994 | 5.4916
2019-04-23 13:00 | 43578.5417 | 1.274 | 1.6987 | 2.1233 | 2.548 | 2.9726 | 3.3973 | 3.822 | 4.2466 | 4.6713 | 5.096 | 5.5206 | 5.9453
2019-04-23 14:00 | 43578.5833 | 1.0707 | 1.4276 | 1.7845 | 2.1414 | 2.4983 | 2.8551 | 3.212 | 3.5689 | 3.9258 | 4.2827 | 4.6396 | 4.9965
2019-04-23 15:00 | 43578.625 | 1.03 | 1.3734 | 1.7167 | 2.06 | 2.4034 | 2.7467 | 3.09 | 3.4334 | 3.7767 | 4.1201 | 4.4634 | 4.8067
2019-04-23 16:00 | 43578.6667 | 0.85571 | 1.141 | 1.4262 | 1.7114 | 1.9967 | 2.2819 | 2.5671 | 2.8524 | 3.1376 | 3.4229 | 3.7081 | 3.9933
2019-04-23 17:00 | 43578.7083 | 0.51777 | 0.69036 | 0.86295 | 1.0355 | 1.2081 | 1.3807 | 1.5533 | 1.7259 | 1.8985 | 2.0711 | 2.2437 | 2.4163
2019-04-23 18:00 | 43578.75 | 0.30737 | 0.40982 | 0.51228 | 0.61473 | 0.71719 | 0.81964 | 0.9221 | 1.0246 | 1.127 | 1.2295 | 1.3319 | 1.4344
2019-04-23 19:00 | 43578.7917 | 0.088904 | 0.11854 | 0.14817 | 0.17781 | 0.20744 | 0.23708 | 0.26671 | 0.29635 | 0.32598 | 0.35562 | 0.38525 | 0.41489
2019-04-23 20:00 | 43578.8333 | 0 | 0 | 0 | 0 | 0 | 0 | 0 | 0 | 0 | 0 | 0 | 0
2019-04-23 21:00 | 43578.875 | 0 | 0 | 0 | 0 | 0 | 0 | 0 | 0 | 0 | 0 | 0 | 0
2019-04-23 22:00 | 43578.9167 | 0 | 0 | 0 | 0 | 0 | 0 | 0 | 0 | 0 | 0 | 0 | 0
2019-04-23 23:00 | 43578.9583 | 0 | 0 | 0 | 0 | 0 | 0 | 0 | 0 | 0 | 0 | 0 | 0
2019-04-24 | 43579 | 0 | 0 | 0 | 0 | 0 | 0 | 0 | 0 | 0 | 0 | 0 | 0
2019-04-24 01:00 | 43579.0417 | 0 | 0 | 0 | 0 | 0 | 0 | 0 | 0 | 0 | 0 | 0 | 0
2019-04-24 02:00 | 43579.0833 | 0 | 0 | 0 | 0 | 0 | 0 | 0 | 0 | 0 | 0 | 0 | 0
2019-04-24 03:00 | 43579.125 | 0 | 0 | 0 | 0 | 0 | 0 | 0 | 0 | 0 | 0 | 0 | 0
2019-04-24 04:00 | 43579.1667 | 0 | 0 | 0 | 0 | 0 | 0 | 0 | 0 | 0 | 0 | 0 | 0
2019-04-24 05:00 | 43579.2083 | 0 | 0 | 0 | 0 | 0 | 0 | 0 | 0 | 0 | 0 | 0 | 0
2019-04-24 06:00 | 43579.25 | 0.0015822 | 0.0021096 | 0.002637 | 0.0031644 | 0.0036918 | 0.0042192 | 0.0047467 | 0.0052741 | 0.0058015 | 0.0063289 | 0.0068563 | 0.0073837
2019-04-24 07:00 | 43579.2917 | 0.11895 | 0.15859 | 0.19824 | 0.23789 | 0.27754 | 0.31719 | 0.35684 | 0.39649 | 0.43614 | 0.47578 | 0.51543 | 0.55508
2019-04-24 08:00 | 43579.3333 | 0.3271 | 0.43614 | 0.54517 | 0.65421 | 0.76324 | 0.87228 | 0.98131 | 1.0903 | 1.1994 | 1.3084 | 1.4175 | 1.5265
2019-04-24 09:00 | 43579.375 | 0.55482 | 0.73976 | 0.9247 | 1.1096 | 1.2946 | 1.4795 | 1.6645 | 1.8494 | 2.0343 | 2.2193 | 2.4042 | 2.5892
2019-04-24 10:00 | 43579.4167 | 0.74274 | 0.99031 | 1.2379 | 1.4855 | 1.733 | 1.9806 | 2.2282 | 2.4758 | 2.7234 | 2.9709 | 3.2185 | 3.4661
2019-04-24 11:00 | 43579.4583 | 0.92916 | 1.2389 | 1.5486 | 1.8583 | 2.168 | 2.4778 | 2.7875 | 3.0972 | 3.4069 | 3.7166 | 4.0264 | 4.3361
2019-04-24 12:00 | 43579.5 | 1.037 | 1.3827 | 1.7284 | 2.074 | 2.4197 | 2.7654 | 3.1111 | 3.4567 | 3.8024 | 4.1481 | 4.4938 | 4.8394
2019-04-24 13:00 | 43579.5417 | 1.0368 | 1.3824 | 1.728 | 2.0736 | 2.4192 | 2.7648 | 3.1104 | 3.456 | 3.8016 | 4.1471 | 4.4927 | 4.8383
2019-04-24 14:00 | 43579.5833 | 1.0039 | 1.3386 | 1.6732 | 2.0078 | 2.3425 | 2.6771 | 3.0118 | 3.3464 | 3.681 | 4.0157 | 4.3503 | 4.685
2019-04-24 15:00 | 43579.625 | 0.9102 | 1.2136 | 1.517 | 1.8204 | 2.1238 | 2.4272 | 2.7306 | 3.034 | 3.3374 | 3.6408 | 3.9442 | 4.2476
2019-04-24 16:00 | 43579.6667 | 0.79206 | 1.0561 | 1.3201 | 1.5841 | 1.8481 | 2.1121 | 2.3762 | 2.6402 | 2.9042 | 3.1682 | 3.4322 | 3.6963
2019-04-24 17:00 | 43579.7083 | 0.56654 | 0.75538 | 0.94423 | 1.1331 | 1.3219 | 1.5108 | 1.6996 | 1.8885 | 2.0773 | 2.2662 | 2.455 | 2.6438
2019-04-24 18:00 | 43579.75 | 0.3042 | 0.4056 | 0.507 | 0.6084 | 0.70979 | 0.81119 | 0.91259 | 1.014 | 1.1154 | 1.2168 | 1.3182 | 1.4196
2019-04-24 19:00 | 43579.7917 | 0.086584 | 0.11545 | 0.14431 | 0.17317 | 0.20203 | 0.23089 | 0.25975 | 0.28861 | 0.31747 | 0.34634 | 0.3752 | 0.40406
2019-04-24 20:00 | 43579.8333 | 0 | 0 | 0 | 0 | 0 | 0 | 0 | 0 | 0 | 0 | 0 | 0
2019-04-24 21:00 | 43579.875 | 0 | 0 | 0 | 0 | 0 | 0 | 0 | 0 | 0 | 0 | 0 | 0
2019-04-24 22:00 | 43579.9167 | 0 | 0 | 0 | 0 | 0 | 0 | 0 | 0 | 0 | 0 | 0 | 0
2019-04-24 23:00 | 43579.9583 | 0 | 0 | 0 | 0 | 0 | 0 | 0 | 0 | 0 | 0 | 0 | 0
2019-04-25 | 43580 | 0 | 0 | 0 | 0 | 0 | 0 | 0 | 0 | 0 | 0 | 0 | 0
2019-04-25 01:00 | 43580.0417 | 0 | 0 | 0 | 0 | 0 | 0 | 0 | 0 | 0 | 0 | 0 | 0
2019-04-25 02:00 | 43580.0833 | 0 | 0 | 0 | 0 | 0 | 0 | 0 | 0 | 0 | 0 | 0 | 0
2019-04-25 03:00 | 43580.125 | 0 | 0 | 0 | 0 | 0 | 0 | 0 | 0 | 0 | 0 | 0 | 0
2019-04-25 04:00 | 43580.1667 | 0 | 0 | 0 | 0 | 0 | 0 | 0 | 0 | 0 | 0 | 0 | 0
2019-04-25 05:00 | 43580.2083 | 0 | 0 | 0 | 0 | 0 | 0 | 0 | 0 | 0 | 0 | 0 | 0
2019-04-25 06:00 | 43580.25 | 0.0034296 | 0.0045729 | 0.0057161 | 0.0068593 | 0.0080025 | 0.0091457 | 0.010289 | 0.011432 | 0.012575 | 0.013719 | 0.014862 | 0.016005
2019-04-25 07:00 | 43580.2917 | 0.21819 | 0.29092 | 0.36365 | 0.43638 | 0.50911 | 0.58184 | 0.65456 | 0.72729 | 0.80002 | 0.87275 | 0.94548 | 1.0182
2019-04-25 08:00 | 43580.3333 | 0.98348 | 1.3113 | 1.6391 | 1.967 | 2.2948 | 2.6226 | 2.9504 | 3.2783 | 3.6061 | 3.9339 | 4.2618 | 4.5896
2019-04-25 09:00 | 43580.375 | 1.664 | 2.2187 | 2.7734 | 3.3281 | 3.8828 | 4.4375 | 4.9921 | 5.5468 | 6.1015 | 6.6562 | 7.2109 | 7.7655
2019-04-25 10:00 | 43580.4167 | 1.9029 | 2.5373 | 3.1716 | 3.8059 | 4.4402 | 5.0745 | 5.7088 | 6.3432 | 6.9775 | 7.6118 | 8.2461 | 8.8804
2019-04-25 11:00 | 43580.4583 | 1.187 | 1.5827 | 1.9784 | 2.3741 | 2.7697 | 3.1654 | 3.5611 | 3.9568 | 4.3524 | 4.7481 | 5.1438 | 5.5395
2019-04-25 12:00 | 43580.5 | 1.3321 | 1.7761 | 2.2202 | 2.6642 | 3.1083 | 3.5523 | 3.9963 | 4.4404 | 4.8844 | 5.3284 | 5.7725 | 6.2165
2019-04-25 13:00 | 43580.5417 | 1.3288 | 1.7717 | 2.2146 | 2.6575 | 3.1004 | 3.5434 | 3.9863 | 4.4292 | 4.8721 | 5.315 | 5.758 | 6.2009
2019-04-25 14:00 | 43580.5833 | 1.7167 | 2.2889 | 2.8612 | 3.4334 | 4.0056 | 4.5779 | 5.1501 | 5.7223 | 6.2945 | 6.8668 | 7.439 | 8.0112
2019-04-25 15:00 | 43580.625 | 0.91001 | 1.2133 | 1.5167 | 1.82 | 2.1234 | 2.4267 | 2.73 | 3.0334 | 3.3367 | 3.64 | 3.9434 | 4.2467
2019-04-25 16:00 | 43580.6667 | 0.47031 | 0.62708 | 0.78385 | 0.94062 | 1.0974 | 1.2542 | 1.4109 | 1.5677 | 1.7245 | 1.8812 | 2.038 | 2.1948
2019-04-25 17:00 | 43580.7083 | 0.46078 | 0.61437 | 0.76797 | 0.92156 | 1.0752 | 1.2287 | 1.3823 | 1.5359 | 1.6895 | 1.8431 | 1.9967 | 2.1503
2019-04-25 18:00 | 43580.75 | 0.11025 | 0.147 | 0.18376 | 0.22051 | 0.25726 | 0.29401 | 0.33076 | 0.36751 | 0.40426 | 0.44101 | 0.47777 | 0.51452
2019-04-25 19:00 | 43580.7917 | 0.032394 | 0.043193 | 0.053991 | 0.064789 | 0.075587 | 0.086385 | 0.097183 | 0.10798 | 0.11878 | 0.12958 | 0.14038 | 0.15117
2019-04-25 20:00 | 43580.8333 | 0 | 0 | 0 | 0 | 0 | 0 | 0 | 0 | 0 | 0 | 0 | 0
2019-04-25 21:00 | 43580.875 | 0 | 0 | 0 | 0 | 0 | 0 | 0 | 0 | 0 | 0 | 0 | 0
2019-04-25 22:00 | 43580.9167 | 0 | 0 | 0 | 0 | 0 | 0 | 0 | 0 | 0 | 0 | 0 | 0
2019-04-25 23:00 | 43580.9583 | 0 | 0 | 0 | 0 | 0 | 0 | 0 | 0 | 0 | 0 | 0 | 0
2019-04-26 | 43581 | 0 | 0 | 0 | 0 | 0 | 0 | 0 | 0 | 0 | 0 | 0 | 0
2019-04-26 01:00 | 43581.0417 | 0 | 0 | 0 | 0 | 0 | 0 | 0 | 0 | 0 | 0 | 0 | 0
2019-04-26 02:00 | 43581.0833 | 0 | 0 | 0 | 0 | 0 | 0 | 0 | 0 | 0 | 0 | 0 | 0
2019-04-26 03:00 | 43581.125 | 0 | 0 | 0 | 0 | 0 | 0 | 0 | 0 | 0 | 0 | 0 | 0
2019-04-26 04:00 | 43581.1667 | 0 | 0 | 0 | 0 | 0 | 0 | 0 | 0 | 0 | 0 | 0 | 0
2019-04-26 05:00 | 43581.2083 | 0 | 0 | 0 | 0 | 0 | 0 | 0 | 0 | 0 | 0 | 0 | 0
2019-04-26 06:00 | 43581.25 | 0.0094135 | 0.012551 | 0.015689 | 0.018827 | 0.021965 | 0.025103 | 0.028241 | 0.031378 | 0.034516 | 0.037654 | 0.040792 | 0.04393
2019-04-26 07:00 | 43581.2917 | 0.10895 | 0.14527 | 0.18159 | 0.21791 | 0.25423 | 0.29054 | 0.32686 | 0.36318 | 0.3995 | 0.43581 | 0.47213 | 0.50845
2019-04-26 08:00 | 43581.3333 | 0.4554 | 0.60719 | 0.75899 | 0.91079 | 1.0626 | 1.2144 | 1.3662 | 1.518 | 1.6698 | 1.8216 | 1.9734 | 2.1252
2019-04-26 09:00 | 43581.375 | 0.70073 | 0.9343 | 1.1679 | 1.4015 | 1.635 | 1.8686 | 2.1022 | 2.3358 | 2.5693 | 2.8029 | 3.0365 | 3.2701
2019-04-26 10:00 | 43581.4167 | 1.0116 | 1.3488 | 1.686 | 2.0232 | 2.3604 | 2.6976 | 3.0348 | 3.372 | 3.7092 | 4.0464 | 4.3835 | 4.7207
2019-04-26 11:00 | 43581.4583 | 0.82684 | 1.1024 | 1.3781 | 1.6537 | 1.9293 | 2.2049 | 2.4805 | 2.7561 | 3.0317 | 3.3073 | 3.583 | 3.8586
2019-04-26 12:00 | 43581.5 | 0.71909 | 0.95879 | 1.1985 | 1.4382 | 1.6779 | 1.9176 | 2.1573 | 2.397 | 2.6367 | 2.8764 | 3.1161 | 3.3558
2019-04-26 13:00 | 43581.5417 | 0.84849 | 1.1313 | 1.4141 | 1.697 | 1.9798 | 2.2626 | 2.5455 | 2.8283 | 3.1111 | 3.3939 | 3.6768 | 3.9596
2019-04-26 14:00 | 43581.5833 | 0.82636 | 1.1018 | 1.3773 | 1.6527 | 1.9282 | 2.2036 | 2.4791 | 2.7545 | 3.03 | 3.3054 | 3.5809 | 3.8563
2019-04-26 15:00 | 43581.625 | 0.76456 | 1.0194 | 1.2743 | 1.5291 | 1.784 | 2.0388 | 2.2937 | 2.5485 | 2.8034 | 3.0582 | 3.3131 | 3.568
2019-04-26 16:00 | 43581.6667 | 0.22978 | 0.30637 | 0.38296 | 0.45955 | 0.53614 | 0.61274 | 0.68933 | 0.76592 | 0.84251 | 0.9191 | 0.9957 | 1.0723
2019-04-26 17:00 | 43581.7083 | 0.24724 | 0.32966 | 0.41207 | 0.49449 | 0.5769 | 0.65932 | 0.74173 | 0.82415 | 0.90656 | 0.98898 | 1.0714 | 1.1538
2019-04-26 18:00 | 43581.75 | 0.13313 | 0.1775 | 0.22188 | 0.26626 | 0.31063 | 0.35501 | 0.39938 | 0.44376 | 0.48814 | 0.53251 | 0.57689 | 0.62126
2019-04-26 19:00 | 43581.7917 | 0.015259 | 0.020345 | 0.025431 | 0.030518 | 0.035604 | 0.04069 | 0.045777 | 0.050863 | 0.055949 | 0.061035 | 0.066122 | 0.071208
2019-04-26 20:00 | 43581.8333 | 0 | 0 | 0 | 0 | 0 | 0 | 0 | 0 | 0 | 0 | 0 | 0
2019-04-26 21:00 | 43581.875 | 0 | 0 | 0 | 0 | 0 | 0 | 0 | 0 | 0 | 0 | 0 | 0
2019-04-26 22:00 | 43581.9167 | 0 | 0 | 0 | 0 | 0 | 0 | 0 | 0 | 0 | 0 | 0 | 0
2019-04-26 23:00 | 43581.9583 | 0 | 0 | 0 | 0 | 0 | 0 | 0 | 0 | 0 | 0 | 0 | 0
2019-04-27 | 43582 | 0 | 0 | 0 | 0 | 0 | 0 | 0 | 0 | 0 | 0 | 0 | 0
2019-04-27 01:00 | 43582.0417 | 0 | 0 | 0 | 0 | 0 | 0 | 0 | 0 | 0 | 0 | 0 | 0
2019-04-27 02:00 | 43582.0833 | 0 | 0 | 0 | 0 | 0 | 0 | 0 | 0 | 0 | 0 | 0 | 0
2019-04-27 03:00 | 43582.125 | 0 | 0 | 0 | 0 | 0 | 0 | 0 | 0 | 0 | 0 | 0 | 0
2019-04-27 04:00 | 43582.1667 | 0 | 0 | 0 | 0 | 0 | 0 | 0 | 0 | 0 | 0 | 0 | 0
2019-04-27 05:00 | 43582.2083 | 0 | 0 | 0 | 0 | 0 | 0 | 0 | 0 | 0 | 0 | 0 | 0
2019-04-27 06:00 | 43582.25 | 0.0098835 | 0.013178 | 0.016472 | 0.019767 | 0.023061 | 0.026356 | 0.02965 | 0.032945 | 0.036239 | 0.039534 | 0.042828 | 0.046123
2019-04-27 07:00 | 43582.2917 | 0.25617 | 0.34156 | 0.42696 | 0.51235 | 0.59774 | 0.68313 | 0.76852 | 0.85391 | 0.9393 | 1.0247 | 1.1101 | 1.1955
2019-04-27 08:00 | 43582.3333 | 0.86821 | 1.1576 | 1.447 | 1.7364 | 2.0258 | 2.3152 | 2.6046 | 2.894 | 3.1834 | 3.4728 | 3.7622 | 4.0516
2019-04-27 09:00 | 43582.375 | 1.6294 | 2.1725 | 2.7157 | 3.2588 | 3.8019 | 4.3451 | 4.8882 | 5.4313 | 5.9745 | 6.5176 | 7.0607 | 7.6039
2019-04-27 10:00 | 43582.4167 | 2.2914 | 3.0552 | 3.8191 | 4.5829 | 5.3467 | 6.1105 | 6.8743 | 7.6381 | 8.4019 | 9.1657 | 9.9295 | 10.6933
2019-04-27 11:00 | 43582.4583 | 2.7884 | 3.7179 | 4.6474 | 5.5768 | 6.5063 | 7.4358 | 8.3653 | 9.2947 | 10.2242 | 11.1537 | 12.0832 | 13.0126
2019-04-27 12:00 | 43582.5 | 3.0608 | 4.0811 | 5.1014 | 6.1216 | 7.1419 | 8.1622 | 9.1824 | 10.2027 | 11.223 | 12.2432 | 13.2635 | 14.2838
2019-04-27 13:00 | 43582.5417 | 3.119 | 4.1587 | 5.1984 | 6.2381 | 7.2777 | 8.3174 | 9.3571 | 10.3968 | 11.4364 | 12.4761 | 13.5158 | 14.5555
2019-04-27 14:00 | 43582.5833 | 2.9455 | 3.9273 | 4.9092 | 5.891 | 6.8728 | 7.8546 | 8.8365 | 9.8183 | 10.8001 | 11.782 | 12.7638 | 13.7456
2019-04-27 15:00 | 43582.625 | 2.559 | 3.412 | 4.265 | 5.118 | 5.971 | 6.824 | 7.677 | 8.53 | 9.383 | 10.236 | 11.089 | 11.942
2019-04-27 16:00 | 43582.6667 | 1.9983 | 2.6644 | 3.3306 | 3.9967 | 4.6628 | 5.3289 | 5.995 | 6.6611 | 7.3272 | 7.9933 | 8.6595 | 9.3256
2019-04-27 17:00 | 43582.7083 | 1.3054 | 1.7405 | 2.1757 | 2.6108 | 3.0459 | 3.4811 | 3.9162 | 4.3513 | 4.7865 | 5.2216 | 5.6567 | 6.0919
2019-04-27 18:00 | 43582.75 | 0.58484 | 0.77979 | 0.97474 | 1.1697 | 1.3646 | 1.5596 | 1.7545 | 1.9495 | 2.1444 | 2.3394 | 2.5343 | 2.7293
2019-04-27 19:00 | 43582.7917 | 0.055897 | 0.07453 | 0.093162 | 0.11179 | 0.13043 | 0.14906 | 0.16769 | 0.18632 | 0.20496 | 0.22359 | 0.24222 | 0.26085
2019-04-27 20:00 | 43582.8333 | 0 | 0 | 0 | 0 | 0 | 0 | 0 | 0 | 0 | 0 | 0 | 0
2019-04-27 21:00 | 43582.875 | 0 | 0 | 0 | 0 | 0 | 0 | 0 | 0 | 0 | 0 | 0 | 0
2019-04-27 22:00 | 43582.9167 | 0 | 0 | 0 | 0 | 0 | 0 | 0 | 0 | 0 | 0 | 0 | 0
2019-04-27 23:00 | 43582.9583 | 0 | 0 | 0 | 0 | 0 | 0 | 0 | 0 | 0 | 0 | 0 | 0
2019-04-28 | 43583 | 0 | 0 | 0 | 0 | 0 | 0 | 0 | 0 | 0 | 0 | 0 | 0
2019-04-28 01:00 | 43583.0417 | 0 | 0 | 0 | 0 | 0 | 0 | 0 | 0 | 0 | 0 | 0 | 0
2019-04-28 02:00 | 43583.0833 | 0 | 0 | 0 | 0 | 0 | 0 | 0 | 0 | 0 | 0 | 0 | 0
2019-04-28 03:00 | 43583.125 | 0 | 0 | 0 | 0 | 0 | 0 | 0 | 0 | 0 | 0 | 0 | 0
2019-04-28 04:00 | 43583.1667 | 0 | 0 | 0 | 0 | 0 | 0 | 0 | 0 | 0 | 0 | 0 | 0
2019-04-28 05:00 | 43583.2083 | 0 | 0 | 0 | 0 | 0 | 0 | 0 | 0 | 0 | 0 | 0 | 0
2019-04-28 06:00 | 43583.25 | 0.0121 | 0.016133 | 0.020167 | 0.0242 | 0.028233 | 0.032266 | 0.0363 | 0.040333 | 0.044366 | 0.0484 | 0.052433 | 0.056466
2019-04-28 07:00 | 43583.2917 | 0.22535 | 0.30047 | 0.37558 | 0.4507 | 0.52582 | 0.60094 | 0.67605 | 0.75117 | 0.82629 | 0.9014 | 0.97652 | 1.0516
2019-04-28 08:00 | 43583.3333 | 0.77079 | 1.0277 | 1.2847 | 1.5416 | 1.7985 | 2.0554 | 2.3124 | 2.5693 | 2.8262 | 3.0832 | 3.3401 | 3.597
2019-04-28 09:00 | 43583.375 | 1.2655 | 1.6873 | 2.1091 | 2.531 | 2.9528 | 3.3746 | 3.7964 | 4.2183 | 4.6401 | 5.0619 | 5.4837 | 5.9056
2019-04-28 10:00 | 43583.4167 | 1.5899 | 2.1199 | 2.6499 | 3.1799 | 3.7099 | 4.2398 | 4.7698 | 5.2998 | 5.8298 | 6.3598 | 6.8897 | 7.4197
2019-04-28 11:00 | 43583.4583 | 1.8879 | 2.5171 | 3.1464 | 3.7757 | 4.405 | 5.0343 | 5.6636 | 6.2928 | 6.9221 | 7.5514 | 8.1807 | 8.81
2019-04-28 12:00 | 43583.5 | 2.2194 | 2.9592 | 3.699 | 4.4388 | 5.1786 | 5.9184 | 6.6583 | 7.3981 | 8.1379 | 8.8777 | 9.6175 | 10.3573
2019-04-28 13:00 | 43583.5417 | 2.4952 | 3.3269 | 4.1587 | 4.9904 | 5.8221 | 6.6539 | 7.4856 | 8.3173 | 9.1491 | 9.9808 | 10.8125 | 11.6443
2019-04-28 14:00 | 43583.5833 | 2.2247 | 2.9663 | 3.7078 | 4.4494 | 5.191 | 5.9326 | 6.6741 | 7.4157 | 8.1573 | 8.8988 | 9.6404 | 10.382
2019-04-28 15:00 | 43583.625 | 1.9678 | 2.6237 | 3.2797 | 3.9356 | 4.5915 | 5.2475 | 5.9034 | 6.5593 | 7.2153 | 7.8712 | 8.5271 | 9.1831
2019-04-28 16:00 | 43583.6667 | 1.7321 | 2.3094 | 2.8868 | 3.4641 | 4.0415 | 4.6189 | 5.1962 | 5.7736 | 6.3509 | 6.9283 | 7.5056 | 8.083
2019-04-28 17:00 | 43583.7083 | 1.3235 | 1.7646 | 2.2058 | 2.647 | 3.0881 | 3.5293 | 3.9705 | 4.4116 | 4.8528 | 5.2939 | 5.7351 | 6.1763
2019-04-28 18:00 | 43583.75 | 0.57658 | 0.76878 | 0.96097 | 1.1532 | 1.3454 | 1.5376 | 1.7297 | 1.9219 | 2.1141 | 2.3063 | 2.4985 | 2.6907
2019-04-28 19:00 | 43583.7917 | 0.092848 | 0.1238 | 0.15475 | 0.1857 | 0.21665 | 0.2476 | 0.27854 | 0.30949 | 0.34044 | 0.37139 | 0.40234 | 0.43329
2019-04-28 20:00 | 43583.8333 | 0.0031742 | 0.0042322 | 0.0052903 | 0.0063483 | 0.0074064 | 0.0084644 | 0.0095225 | 0.010581 | 0.011639 | 0.012697 | 0.013755 | 0.014813
2019-04-28 21:00 | 43583.875 | 0 | 0 | 0 | 0 | 0 | 0 | 0 | 0 | 0 | 0 | 0 | 0
2019-04-28 22:00 | 43583.9167 | 0 | 0 | 0 | 0 | 0 | 0 | 0 | 0 | 0 | 0 | 0 | 0
2019-04-28 23:00 | 43583.9583 | 0 | 0 | 0 | 0 | 0 | 0 | 0 | 0 | 0 | 0 | 0 | 0
2019-04-29 | 43584 | 0 | 0 | 0 | 0 | 0 | 0 | 0 | 0 | 0 | 0 | 0 | 0
2019-04-29 01:00 | 43584.0417 | 0 | 0 | 0 | 0 | 0 | 0 | 0 | 0 | 0 | 0 | 0 | 0
2019-04-29 02:00 | 43584.0833 | 0 | 0 | 0 | 0 | 0 | 0 | 0 | 0 | 0 | 0 | 0 | 0
2019-04-29 03:00 | 43584.125 | 0 | 0 | 0 | 0 | 0 | 0 | 0 | 0 | 0 | 0 | 0 | 0
2019-04-29 04:00 | 43584.1667 | 0 | 0 | 0 | 0 | 0 | 0 | 0 | 0 | 0 | 0 | 0 | 0
2019-04-29 05:00 | 43584.2083 | 0 | 0 | 0 | 0 | 0 | 0 | 0 | 0 | 0 | 0 | 0 | 0
2019-04-29 06:00 | 43584.25 | 0.0035184 | 0.0046912 | 0.0058641 | 0.0070369 | 0.0082097 | 0.0093825 | 0.010555 | 0.011728 | 0.012901 | 0.014074 | 0.015247 | 0.016419
2019-04-29 07:00 | 43584.2917 | 0.023476 | 0.031301 | 0.039126 | 0.046952 | 0.054777 | 0.062602 | 0.070428 | 0.078253 | 0.086078 | 0.093903 | 0.10173 | 0.10955
2019-04-29 08:00 | 43584.3333 | 0.080917 | 0.10789 | 0.13486 | 0.16183 | 0.18881 | 0.21578 | 0.24275 | 0.26972 | 0.2967 | 0.32367 | 0.35064 | 0.37761
2019-04-29 09:00 | 43584.375 | 0.16652 | 0.22202 | 0.27753 | 0.33304 | 0.38854 | 0.44405 | 0.49955 | 0.55506 | 0.61057 | 0.66607 | 0.72158 | 0.77708
2019-04-29 10:00 | 43584.4167 | 0.49439 | 0.65919 | 0.82399 | 0.98879 | 1.1536 | 1.3184 | 1.4832 | 1.648 | 1.8128 | 1.9776 | 2.1424 | 2.3072
2019-04-29 11:00 | 43584.4583 | 0.76565 | 1.0209 | 1.2761 | 1.5313 | 1.7865 | 2.0417 | 2.297 | 2.5522 | 2.8074 | 3.0626 | 3.3178 | 3.573
2019-04-29 12:00 | 43584.5 | 0.70302 | 0.93736 | 1.1717 | 1.406 | 1.6404 | 1.8747 | 2.1091 | 2.3434 | 2.5777 | 2.8121 | 3.0464 | 3.2808
2019-04-29 13:00 | 43584.5417 | 0.94977 | 1.2664 | 1.583 | 1.8995 | 2.2161 | 2.5327 | 2.8493 | 3.1659 | 3.4825 | 3.7991 | 4.1157 | 4.4323
2019-04-29 14:00 | 43584.5833 | 1.0816 | 1.4421 | 1.8026 | 2.1632 | 2.5237 | 2.8842 | 3.2448 | 3.6053 | 3.9658 | 4.3264 | 4.6869 | 5.0474
2019-04-29 15:00 | 43584.625 | 1.1308 | 1.5077 | 1.8846 | 2.2615 | 2.6385 | 3.0154 | 3.3923 | 3.7692 | 4.1461 | 4.5231 | 4.9 | 5.2769
2019-04-29 16:00 | 43584.6667 | 0.87873 | 1.1716 | 1.4646 | 1.7575 | 2.0504 | 2.3433 | 2.6362 | 2.9291 | 3.222 | 3.5149 | 3.8078 | 4.1007
2019-04-29 17:00 | 43584.7083 | 0.83894 | 1.1186 | 1.3982 | 1.6779 | 1.9575 | 2.2372 | 2.5168 | 2.7965 | 3.0761 | 3.3558 | 3.6354 | 3.9151
2019-04-29 18:00 | 43584.75 | 0.54265 | 0.72353 | 0.90441 | 1.0853 | 1.2662 | 1.4471 | 1.6279 | 1.8088 | 1.9897 | 2.1706 | 2.3515 | 2.5324
2019-04-29 19:00 | 43584.7917 | 0.11925 | 0.159 | 0.19875 | 0.2385 | 0.27825 | 0.318 | 0.35775 | 0.3975 | 0.43725 | 0.477 | 0.51675 | 0.5565
2019-04-29 20:00 | 43584.8333 | 0.0052027 | 0.0069369 | 0.0086711 | 0.010405 | 0.01214 | 0.013874 | 0.015608 | 0.017342 | 0.019076 | 0.020811 | 0.022545 | 0.024279
2019-04-29 21:00 | 43584.875 | 0 | 0 | 0 | 0 | 0 | 0 | 0 | 0 | 0 | 0 | 0 | 0
2019-04-29 22:00 | 43584.9167 | 0 | 0 | 0 | 0 | 0 | 0 | 0 | 0 | 0 | 0 | 0 | 0
2019-04-29 23:00 | 43584.9583 | 0 | 0 | 0 | 0 | 0 | 0 | 0 | 0 | 0 | 0 | 0 | 0
2019-04-30 | 43585 | 0 | 0 | 0 | 0 | 0 | 0 | 0 | 0 | 0 | 0 | 0 | 0
2019-04-30 01:00 | 43585.0417 | 0 | 0 | 0 | 0 | 0 | 0 | 0 | 0 | 0 | 0 | 0 | 0
2019-04-30 02:00 | 43585.0833 | 0 | 0 | 0 | 0 | 0 | 0 | 0 | 0 | 0 | 0 | 0 | 0
2019-04-30 03:00 | 43585.125 | 0 | 0 | 0 | 0 | 0 | 0 | 0 | 0 | 0 | 0 | 0 | 0
2019-04-30 04:00 | 43585.1667 | 0 | 0 | 0 | 0 | 0 | 0 | 0 | 0 | 0 | 0 | 0 | 0
2019-04-30 05:00 | 43585.2083 | 0 | 0 | 0 | 0 | 0 | 0 | 0 | 0 | 0 | 0 | 0 | 0
2019-04-30 06:00 | 43585.25 | 0.012589 | 0.016786 | 0.020982 | 0.025178 | 0.029375 | 0.033571 | 0.037768 | 0.041964 | 0.04616 | 0.050357 | 0.054553 | 0.05875
2019-04-30 07:00 | 43585.2917 | 0.26802 | 0.35736 | 0.4467 | 0.53605 | 0.62539 | 0.71473 | 0.80407 | 0.89341 | 0.98275 | 1.0721 | 1.1614 | 1.2508
2019-04-30 08:00 | 43585.3333 | 0.86228 | 1.1497 | 1.4371 | 1.7246 | 2.012 | 2.2994 | 2.5868 | 2.8743 | 3.1617 | 3.4491 | 3.7365 | 4.024
2019-04-30 09:00 | 43585.375 | 1.5685 | 2.0913 | 2.6141 | 3.1369 | 3.6598 | 4.1826 | 4.7054 | 5.2282 | 5.7511 | 6.2739 | 6.7967 | 7.3195
2019-04-30 10:00 | 43585.4167 | 2.1872 | 2.9162 | 3.6453 | 4.3744 | 5.1034 | 5.8325 | 6.5616 | 7.2906 | 8.0197 | 8.7487 | 9.4778 | 10.2069
2019-04-30 11:00 | 43585.4583 | 2.6951 | 3.5934 | 4.4918 | 5.3901 | 6.2885 | 7.1868 | 8.0852 | 8.9835 | 9.8819 | 10.7803 | 11.6786 | 12.577
2019-04-30 12:00 | 43585.5 | 2.9131 | 3.8841 | 4.8551 | 5.8262 | 6.7972 | 7.7682 | 8.7392 | 9.7103 | 10.6813 | 11.6523 | 12.6233 | 13.5944
2019-04-30 13:00 | 43585.5417 | 2.9785 | 3.9713 | 4.9641 | 5.9569 | 6.9497 | 7.9426 | 8.9354 | 9.9282 | 10.921 | 11.9138 | 12.9067 | 13.8995
2019-04-30 14:00 | 43585.5833 | 2.795 | 3.7267 | 4.6583 | 5.59 | 6.5217 | 7.4533 | 8.385 | 9.3166 | 10.2483 | 11.18 | 12.1116 | 13.0433
2019-04-30 15:00 | 43585.625 | 2.4709 | 3.2945 | 4.1182 | 4.9418 | 5.7654 | 6.5891 | 7.4127 | 8.2364 | 9.06 | 9.8836 | 10.7073 | 11.5309
2019-04-30 16:00 | 43585.6667 | 1.9123 | 2.5497 | 3.1872 | 3.8246 | 4.4621 | 5.0995 | 5.7369 | 6.3744 | 7.0118 | 7.6492 | 8.2867 | 8.9241
2019-04-30 17:00 | 43585.7083 | 1.2579 | 1.6771 | 2.0964 | 2.5157 | 2.935 | 3.3543 | 3.7736 | 4.1929 | 4.6121 | 5.0314 | 5.4507 | 5.87
2019-04-30 18:00 | 43585.75 | 0.57403 | 0.76537 | 0.95672 | 1.1481 | 1.3394 | 1.5307 | 1.7221 | 1.9134 | 2.1048 | 2.2961 | 2.4875 | 2.6788
2019-04-30 19:00 | 43585.7917 | 0.072639 | 0.096852 | 0.12107 | 0.14528 | 0.16949 | 0.1937 | 0.21792 | 0.24213 | 0.26634 | 0.29056 | 0.31477 | 0.33898
2019-04-30 20:00 | 43585.8333 | 0.0015169 | 0.0020226 | 0.0025282 | 0.0030339 | 0.0035395 | 0.0040452 | 0.0045508 | 0.0050565 | 0.0055621 | 0.0060678 | 0.0065734 | 0.0070791
2019-04-30 21:00 | 43585.875 | 0 | 0 | 0 | 0 | 0 | 0 | 0 | 0 | 0 | 0 | 0 | 0
2019-04-30 22:00 | 43585.9167 | 0 | 0 | 0 | 0 | 0 | 0 | 0 | 0 | 0 | 0 | 0 | 0
2019-04-30 23:00 | 43585.9583 | 0 | 0 | 0 | 0 | 0 | 0 | 0 | 0 | 0 | 0 | 0 | 0
2019-05-01 | 43586 | 0 | 0 | 0 | 0 | 0 | 0 | 0 | 0 | 0 | 0 | 0 | 0
2019-05-01 01:00 | 43586.0417 | 0 | 0 | 0 | 0 | 0 | 0 | 0 | 0 | 0 | 0 | 0 | 0
2019-05-01 02:00 | 43586.0833 | 0 | 0 | 0 | 0 | 0 | 0 | 0 | 0 | 0 | 0 | 0 | 0
2019-05-01 03:00 | 43586.125 | 0 | 0 | 0 | 0 | 0 | 0 | 0 | 0 | 0 | 0 | 0 | 0
2019-05-01 04:00 | 43586.1667 | 0 | 0 | 0 | 0 | 0 | 0 | 0 | 0 | 0 | 0 | 0 | 0
2019-05-01 05:00 | 43586.2083 | 0 | 0 | 0 | 0 | 0 | 0 | 0 | 0 | 0 | 0 | 0 | 0
2019-05-01 06:00 | 43586.25 | 0.014135 | 0.018846 | 0.023558 | 0.028269 | 0.032981 | 0.037693 | 0.042404 | 0.047116 | 0.051827 | 0.056539 | 0.06125 | 0.065962
2019-05-01 07:00 | 43586.2917 | 0.27343 | 0.36457 | 0.45572 | 0.54686 | 0.638 | 0.72915 | 0.82029 | 0.91143 | 1.0026 | 1.0937 | 1.1849 | 1.276
2019-05-01 08:00 | 43586.3333 | 0.87814 | 1.1708 | 1.4636 | 1.7563 | 2.049 | 2.3417 | 2.6344 | 2.9271 | 3.2198 | 3.5125 | 3.8053 | 4.098
2019-05-01 09:00 | 43586.375 | 1.6026 | 2.1368 | 2.6711 | 3.2053 | 3.7395 | 4.2737 | 4.8079 | 5.3421 | 5.8763 | 6.4105 | 6.9448 | 7.479
2019-05-01 10:00 | 43586.4167 | 2.2321 | 2.9761 | 3.7201 | 4.4642 | 5.2082 | 5.9522 | 6.6962 | 7.4403 | 8.1843 | 8.9283 | 9.6723 | 10.4164
2019-05-01 11:00 | 43586.4583 | 2.705 | 3.6066 | 4.5083 | 5.41 | 6.3116 | 7.2133 | 8.1149 | 9.0166 | 9.9183 | 10.8199 | 11.7216 | 12.6232
2019-05-01 12:00 | 43586.5 | 2.968 | 3.9573 | 4.9467 | 5.936 | 6.9253 | 7.9147 | 8.904 | 9.8933 | 10.8827 | 11.872 | 12.8613 | 13.8507
2019-05-01 13:00 | 43586.5417 | 3.0021 | 4.0028 | 5.0035 | 6.0042 | 7.0048 | 8.0055 | 9.0062 | 10.0069 | 11.0076 | 12.0083 | 13.009 | 14.0097
2019-05-01 14:00 | 43586.5833 | 2.819 | 3.7587 | 4.6984 | 5.6381 | 6.5777 | 7.5174 | 8.4571 | 9.3968 | 10.3364 | 11.2761 | 12.2158 | 13.1555
2019-05-01 15:00 | 43586.625 | 2.4478 | 3.2637 | 4.0797 | 4.8956 | 5.7116 | 6.5275 | 7.3434 | 8.1594 | 8.9753 | 9.7912 | 10.6072 | 11.4231
2019-05-01 16:00 | 43586.6667 | 1.9223 | 2.5631 | 3.2039 | 3.8447 | 4.4855 | 5.1262 | 5.767 | 6.4078 | 7.0486 | 7.6894 | 8.3301 | 8.9709
2019-05-01 17:00 | 43586.7083 | 1.2551 | 1.6734 | 2.0918 | 2.5102 | 2.9285 | 3.3469 | 3.7653 | 4.1836 | 4.602 | 5.0203 | 5.4387 | 5.8571
2019-05-01 18:00 | 43586.75 | 0.56533 | 0.75377 | 0.94222 | 1.1307 | 1.3191 | 1.5075 | 1.696 | 1.8844 | 2.0729 | 2.2613 | 2.4498 | 2.6382
2019-05-01 19:00 | 43586.7917 | 0.057367 | 0.076489 | 0.095612 | 0.11473 | 0.13386 | 0.15298 | 0.1721 | 0.19122 | 0.21035 | 0.22947 | 0.24859 | 0.26771
2019-05-01 20:00 | 43586.8333 | 0.0013108 | 0.0017477 | 0.0021847 | 0.0026216 | 0.0030585 | 0.0034955 | 0.0039324 | 0.0043693 | 0.0048063 | 0.0052432 | 0.0056801 | 0.0061171
2019-05-01 21:00 | 43586.875 | 0 | 0 | 0 | 0 | 0 | 0 | 0 | 0 | 0 | 0 | 0 | 0
2019-05-01 22:00 | 43586.9167 | 0 | 0 | 0 | 0 | 0 | 0 | 0 | 0 | 0 | 0 | 0 | 0
2019-05-01 23:00 | 43586.9583 | 0 | 0 | 0 | 0 | 0 | 0 | 0 | 0 | 0 | 0 | 0 | 0
2019-05-02 | 43587 | 0 | 0 | 0 | 0 | 0 | 0 | 0 | 0 | 0 | 0 | 0 | 0
2019-05-02 01:00 | 43587.0417 | 0 | 0 | 0 | 0 | 0 | 0 | 0 | 0 | 0 | 0 | 0 | 0
2019-05-02 02:00 | 43587.0833 | 0 | 0 | 0 | 0 | 0 | 0 | 0 | 0 | 0 | 0 | 0 | 0
2019-05-02 03:00 | 43587.125 | 0 | 0 | 0 | 0 | 0 | 0 | 0 | 0 | 0 | 0 | 0 | 0
2019-05-02 04:00 | 43587.1667 | 0 | 0 | 0 | 0 | 0 | 0 | 0 | 0 | 0 | 0 | 0 | 0
2019-05-02 05:00 | 43587.2083 | 0 | 0 | 0 | 0 | 0 | 0 | 0 | 0 | 0 | 0 | 0 | 0
2019-05-02 06:00 | 43587.25 | 0.015829 | 0.021106 | 0.026382 | 0.031658 | 0.036935 | 0.042211 | 0.047488 | 0.052764 | 0.05804 | 0.063317 | 0.068593 | 0.07387
2019-05-02 07:00 | 43587.2917 | 0.26074 | 0.34766 | 0.43457 | 0.52149 | 0.6084 | 0.69531 | 0.78223 | 0.86914 | 0.95606 | 1.043 | 1.1299 | 1.2168
2019-05-02 08:00 | 43587.3333 | 0.79293 | 1.0572 | 1.3215 | 1.5859 | 1.8502 | 2.1145 | 2.3788 | 2.6431 | 2.9074 | 3.1717 | 3.436 | 3.7003
2019-05-02 09:00 | 43587.375 | 1.4588 | 1.9451 | 2.4314 | 2.9177 | 3.404 | 3.8902 | 4.3765 | 4.8628 | 5.3491 | 5.8354 | 6.3216 | 6.8079
2019-05-02 10:00 | 43587.4167 | 2.0061 | 2.6748 | 3.3435 | 4.0122 | 4.6809 | 5.3496 | 6.0183 | 6.687 | 7.3557 | 8.0244 | 8.6931 | 9.3618
2019-05-02 11:00 | 43587.4583 | 2.4671 | 3.2895 | 4.1118 | 4.9342 | 5.7565 | 6.5789 | 7.4013 | 8.2236 | 9.046 | 9.8684 | 10.6907 | 11.5131
2019-05-02 12:00 | 43587.5 | 2.6817 | 3.5756 | 4.4696 | 5.3635 | 6.2574 | 7.1513 | 8.0452 | 8.9391 | 9.833 | 10.7269 | 11.6208 | 12.5148
2019-05-02 13:00 | 43587.5417 | 2.8223 | 3.7631 | 4.7039 | 5.6446 | 6.5854 | 7.5262 | 8.467 | 9.4077 | 10.3485 | 11.2893 | 12.23 | 13.1708
2019-05-02 14:00 | 43587.5833 | 2.6508 | 3.5344 | 4.418 | 5.3016 | 6.1852 | 7.0688 | 7.9524 | 8.836 | 9.7196 | 10.6032 | 11.4868 | 12.3705
2019-05-02 15:00 | 43587.625 | 2.3326 | 3.1102 | 3.8877 | 4.6653 | 5.4428 | 6.2204 | 6.9979 | 7.7755 | 8.553 | 9.3306 | 10.1081 | 10.8857
2019-05-02 16:00 | 43587.6667 | 1.8707 | 2.4943 | 3.1179 | 3.7415 | 4.365 | 4.9886 | 5.6122 | 6.2358 | 6.8593 | 7.4829 | 8.1065 | 8.7301
2019-05-02 17:00 | 43587.7083 | 1.2509 | 1.6678 | 2.0848 | 2.5018 | 2.9187 | 3.3357 | 3.7526 | 4.1696 | 4.5866 | 5.0035 | 5.4205 | 5.8374
2019-05-02 18:00 | 43587.75 | 0.57581 | 0.76774 | 0.95968 | 1.1516 | 1.3435 | 1.5355 | 1.7274 | 1.9194 | 2.1113 | 2.3032 | 2.4952 | 2.6871
2019-05-02 19:00 | 43587.7917 | 0.057125 | 0.076166 | 0.095208 | 0.11425 | 0.13329 | 0.15233 | 0.17137 | 0.19042 | 0.20946 | 0.2285 | 0.24754 | 0.26658
2019-05-02 20:00 | 43587.8333 | 0.0029272 | 0.003903 | 0.0048787 | 0.0058545 | 0.0068302 | 0.007806 | 0.0087817 | 0.0097575 | 0.010733 | 0.011709 | 0.012685 | 0.01366
2019-05-02 21:00 | 43587.875 | 0 | 0 | 0 | 0 | 0 | 0 | 0 | 0 | 0 | 0 | 0 | 0
2019-05-02 22:00 | 43587.9167 | 0 | 0 | 0 | 0 | 0 | 0 | 0 | 0 | 0 | 0 | 0 | 0
2019-05-02 23:00 | 43587.9583 | 0 | 0 | 0 | 0 | 0 | 0 | 0 | 0 | 0 | 0 | 0 | 0
2019-05-03 | 43588 | 0 | 0 | 0 | 0 | 0 | 0 | 0 | 0 | 0 | 0 | 0 | 0
2019-05-03 01:00 | 43588.0417 | 0 | 0 | 0 | 0 | 0 | 0 | 0 | 0 | 0 | 0 | 0 | 0
2019-05-03 02:00 | 43588.0833 | 0 | 0 | 0 | 0 | 0 | 0 | 0 | 0 | 0 | 0 | 0 | 0
2019-05-03 03:00 | 43588.125 | 0 | 0 | 0 | 0 | 0 | 0 | 0 | 0 | 0 | 0 | 0 | 0
2019-05-03 04:00 | 43588.1667 | 0 | 0 | 0 | 0 | 0 | 0 | 0 | 0 | 0 | 0 | 0 | 0
2019-05-03 05:00 | 43588.2083 | 0 | 0 | 0 | 0 | 0 | 0 | 0 | 0 | 0 | 0 | 0 | 0
2019-05-03 06:00 | 43588.25 | 0.0068281 | 0.0091041 | 0.01138 | 0.013656 | 0.015932 | 0.018208 | 0.020484 | 0.02276 | 0.025036 | 0.027312 | 0.029588 | 0.031864
2019-05-03 07:00 | 43588.2917 | 0.11303 | 0.1507 | 0.18838 | 0.22605 | 0.26373 | 0.3014 | 0.33908 | 0.37675 | 0.41443 | 0.4521 | 0.48978 | 0.52745
2019-05-03 08:00 | 43588.3333 | 0.24507 | 0.32677 | 0.40846 | 0.49015 | 0.57184 | 0.65353 | 0.73522 | 0.81691 | 0.89861 | 0.9803 | 1.062 | 1.1437
2019-05-03 09:00 | 43588.375 | 0.4035 | 0.538 | 0.6725 | 0.80701 | 0.94151 | 1.076 | 1.2105 | 1.345 | 1.4795 | 1.614 | 1.7485 | 1.883
2019-05-03 10:00 | 43588.4167 | 0.40189 | 0.53585 | 0.66982 | 0.80378 | 0.93774 | 1.0717 | 1.2057 | 1.3396 | 1.4736 | 1.6076 | 1.7415 | 1.8755
2019-05-03 11:00 | 43588.4583 | 0.44919 | 0.59893 | 0.74866 | 0.89839 | 1.0481 | 1.1979 | 1.3476 | 1.4973 | 1.647 | 1.7968 | 1.9465 | 2.0962
2019-05-03 12:00 | 43588.5 | 0.44558 | 0.5941 | 0.74263 | 0.89115 | 1.0397 | 1.1882 | 1.3367 | 1.4853 | 1.6338 | 1.7823 | 1.9308 | 2.0794
2019-05-03 13:00 | 43588.5417 | 0.43946 | 0.58594 | 0.73243 | 0.87892 | 1.0254 | 1.1719 | 1.3184 | 1.4649 | 1.6113 | 1.7578 | 1.9043 | 2.0508
2019-05-03 14:00 | 43588.5833 | 0.53951 | 0.71934 | 0.89918 | 1.079 | 1.2589 | 1.4387 | 1.6185 | 1.7984 | 1.9782 | 2.158 | 2.3379 | 2.5177
2019-05-03 15:00 | 43588.625 | 0.39456 | 0.52608 | 0.65759 | 0.78911 | 0.92063 | 1.0522 | 1.1837 | 1.3152 | 1.4467 | 1.5782 | 1.7097 | 1.8413
2019-05-03 16:00 | 43588.6667 | 0.35772 | 0.47696 | 0.5962 | 0.71544 | 0.83468 | 0.95393 | 1.0732 | 1.1924 | 1.3116 | 1.4309 | 1.5501 | 1.6694
2019-05-03 17:00 | 43588.7083 | 0.27775 | 0.37034 | 0.46292 | 0.55551 | 0.64809 | 0.74068 | 0.83326 | 0.92585 | 1.0184 | 1.111 | 1.2036 | 1.2962
2019-05-03 18:00 | 43588.75 | 0.17786 | 0.23714 | 0.29643 | 0.35572 | 0.415 | 0.47429 | 0.53358 | 0.59286 | 0.65215 | 0.71143 | 0.77072 | 0.83001
2019-05-03 19:00 | 43588.7917 | 0.051544 | 0.068726 | 0.085907 | 0.10309 | 0.12027 | 0.13745 | 0.15463 | 0.17181 | 0.189 | 0.20618 | 0.22336 | 0.24054
2019-05-03 20:00 | 43588.8333 | 0.001353 | 0.0018039 | 0.0022549 | 0.0027059 | 0.0031569 | 0.0036079 | 0.0040589 | 0.0045098 | 0.0049608 | 0.0054118 | 0.0058628 | 0.0063138
2019-05-03 21:00 | 43588.875 | 0 | 0 | 0 | 0 | 0 | 0 | 0 | 0 | 0 | 0 | 0 | 0
2019-05-03 22:00 | 43588.9167 | 0 | 0 | 0 | 0 | 0 | 0 | 0 | 0 | 0 | 0 | 0 | 0
2019-05-03 23:00 | 43588.9583 | 0 | 0 | 0 | 0 | 0 | 0 | 0 | 0 | 0 | 0 | 0 | 0
2019-05-04 | 43589 | 0 | 0 | 0 | 0 | 0 | 0 | 0 | 0 | 0 | 0 | 0 | 0
2019-05-04 01:00 | 43589.0417 | 0 | 0 | 0 | 0 | 0 | 0 | 0 | 0 | 0 | 0 | 0 | 0
2019-05-04 02:00 | 43589.0833 | 0 | 0 | 0 | 0 | 0 | 0 | 0 | 0 | 0 | 0 | 0 | 0
2019-05-04 03:00 | 43589.125 | 0 | 0 | 0 | 0 | 0 | 0 | 0 | 0 | 0 | 0 | 0 | 0
2019-05-04 04:00 | 43589.1667 | 0 | 0 | 0 | 0 | 0 | 0 | 0 | 0 | 0 | 0 | 0 | 0
2019-05-04 05:00 | 43589.2083 | 0 | 0 | 0 | 0 | 0 | 0 | 0 | 0 | 0 | 0 | 0 | 0
2019-05-04 06:00 | 43589.25 | 0.0032119 | 0.0042825 | 0.0053531 | 0.0064237 | 0.0074944 | 0.008565 | 0.0096356 | 0.010706 | 0.011777 | 0.012847 | 0.013918 | 0.014989
2019-05-04 07:00 | 43589.2917 | 0.17408 | 0.23211 | 0.29013 | 0.34816 | 0.40618 | 0.46421 | 0.52224 | 0.58026 | 0.63829 | 0.69632 | 0.75434 | 0.81237
2019-05-04 08:00 | 43589.3333 | 0.35388 | 0.47184 | 0.5898 | 0.70775 | 0.82571 | 0.94367 | 1.0616 | 1.1796 | 1.2976 | 1.4155 | 1.5335 | 1.6514
2019-05-04 09:00 | 43589.375 | 0.58932 | 0.78576 | 0.9822 | 1.1786 | 1.3751 | 1.5715 | 1.768 | 1.9644 | 2.1608 | 2.3573 | 2.5537 | 2.7501
2019-05-04 10:00 | 43589.4167 | 0.75166 | 1.0022 | 1.2528 | 1.5033 | 1.7539 | 2.0044 | 2.255 | 2.5055 | 2.7561 | 3.0066 | 3.2572 | 3.5077
2019-05-04 11:00 | 43589.4583 | 0.91103 | 1.2147 | 1.5184 | 1.8221 | 2.1257 | 2.4294 | 2.7331 | 3.0368 | 3.3405 | 3.6441 | 3.9478 | 4.2515
2019-05-04 12:00 | 43589.5 | 1.1281 | 1.5041 | 1.8801 | 2.2561 | 2.6321 | 3.0081 | 3.3842 | 3.7602 | 4.1362 | 4.5122 | 4.8882 | 5.2642
2019-05-04 13:00 | 43589.5417 | 1.2754 | 1.7005 | 2.1256 | 2.5508 | 2.9759 | 3.401 | 3.8262 | 4.2513 | 4.6764 | 5.1015 | 5.5267 | 5.9518
2019-05-04 14:00 | 43589.5833 | 1.1921 | 1.5894 | 1.9868 | 2.3841 | 2.7815 | 3.1788 | 3.5762 | 3.9736 | 4.3709 | 4.7683 | 5.1656 | 5.563
2019-05-04 15:00 | 43589.625 | 0.95256 | 1.2701 | 1.5876 | 1.9051 | 2.2226 | 2.5402 | 2.8577 | 3.1752 | 3.4927 | 3.8102 | 4.1278 | 4.4453
2019-05-04 16:00 | 43589.6667 | 0.72795 | 0.9706 | 1.2133 | 1.4559 | 1.6986 | 1.9412 | 2.1839 | 2.4265 | 2.6692 | 2.9118 | 3.1545 | 3.3971
2019-05-04 17:00 | 43589.7083 | 0.49728 | 0.66305 | 0.82881 | 0.99457 | 1.1603 | 1.3261 | 1.4919 | 1.6576 | 1.8234 | 1.9891 | 2.1549 | 2.3207
2019-05-04 18:00 | 43589.75 | 0.34194 | 0.45592 | 0.56991 | 0.68389 | 0.79787 | 0.91185 | 1.0258 | 1.1398 | 1.2538 | 1.3678 | 1.4818 | 1.5957
2019-05-04 19:00 | 43589.7917 | 0.10981 | 0.14641 | 0.18301 | 0.21961 | 0.25621 | 0.29281 | 0.32942 | 0.36602 | 0.40262 | 0.43922 | 0.47582 | 0.51242
2019-05-04 20:00 | 43589.8333 | 0.0013436 | 0.0017914 | 0.0022393 | 0.0026871 | 0.003135 | 0.0035828 | 0.0040307 | 0.0044786 | 0.0049264 | 0.0053743 | 0.0058221 | 0.00627
2019-05-04 21:00 | 43589.875 | 0 | 0 | 0 | 0 | 0 | 0 | 0 | 0 | 0 | 0 | 0 | 0
2019-05-04 22:00 | 43589.9167 | 0 | 0 | 0 | 0 | 0 | 0 | 0 | 0 | 0 | 0 | 0 | 0
2019-05-04 23:00 | 43589.9583 | 0 | 0 | 0 | 0 | 0 | 0 | 0 | 0 | 0 | 0 | 0 | 0
2019-05-05 | 43590 | 0 | 0 | 0 | 0 | 0 | 0 | 0 | 0 | 0 | 0 | 0 | 0
2019-05-05 01:00 | 43590.0417 | 0 | 0 | 0 | 0 | 0 | 0 | 0 | 0 | 0 | 0 | 0 | 0
2019-05-05 02:00 | 43590.0833 | 0 | 0 | 0 | 0 | 0 | 0 | 0 | 0 | 0 | 0 | 0 | 0
2019-05-05 03:00 | 43590.125 | 0 | 0 | 0 | 0 | 0 | 0 | 0 | 0 | 0 | 0 | 0 | 0
2019-05-05 04:00 | 43590.1667 | 0 | 0 | 0 | 0 | 0 | 0 | 0 | 0 | 0 | 0 | 0 | 0
2019-05-05 05:00 | 43590.2083 | 0 | 0 | 0 | 0 | 0 | 0 | 0 | 0 | 0 | 0 | 0 | 0
2019-05-05 06:00 | 43590.25 | 0.0031553 | 0.0042071 | 0.0052589 | 0.0063106 | 0.0073624 | 0.0084142 | 0.009466 | 0.010518 | 0.01157 | 0.012621 | 0.013673 | 0.014725
2019-05-05 07:00 | 43590.2917 | 0.17245 | 0.22993 | 0.28741 | 0.34489 | 0.40238 | 0.45986 | 0.51734 | 0.57482 | 0.63231 | 0.68979 | 0.74727 | 0.80475
2019-05-05 08:00 | 43590.3333 | 0.25185 | 0.33579 | 0.41974 | 0.50369 | 0.58764 | 0.67159 | 0.75554 | 0.83948 | 0.92343 | 1.0074 | 1.0913 | 1.1753
2019-05-05 09:00 | 43590.375 | 0.42483 | 0.56644 | 0.70805 | 0.84966 | 0.99127 | 1.1329 | 1.2745 | 1.4161 | 1.5577 | 1.6993 | 1.8409 | 1.9825
2019-05-05 10:00 | 43590.4167 | 0.40853 | 0.5447 | 0.68088 | 0.81705 | 0.95323 | 1.0894 | 1.2256 | 1.3618 | 1.4979 | 1.6341 | 1.7703 | 1.9065
2019-05-05 11:00 | 43590.4583 | 0.66576 | 0.88769 | 1.1096 | 1.3315 | 1.5535 | 1.7754 | 1.9973 | 2.2192 | 2.4411 | 2.6631 | 2.885 | 3.1069
2019-05-05 12:00 | 43590.5 | 1.1778 | 1.5704 | 1.963 | 2.3556 | 2.7482 | 3.1408 | 3.5334 | 3.926 | 4.3186 | 4.7112 | 5.1038 | 5.4964
2019-05-05 13:00 | 43590.5417 | 1.0755 | 1.434 | 1.7925 | 2.1511 | 2.5096 | 2.8681 | 3.2266 | 3.5851 | 3.9436 | 4.3021 | 4.6606 | 5.0191
2019-05-05 14:00 | 43590.5833 | 1.1633 | 1.551 | 1.9388 | 2.3265 | 2.7143 | 3.102 | 3.4898 | 3.8775 | 4.2653 | 4.653 | 5.0408 | 5.4285
2019-05-05 15:00 | 43590.625 | 1.0583 | 1.4111 | 1.7639 | 2.1167 | 2.4695 | 2.8222 | 3.175 | 3.5278 | 3.8806 | 4.2334 | 4.5861 | 4.9389
2019-05-05 16:00 | 43590.6667 | 0.9209 | 1.2279 | 1.5348 | 1.8418 | 2.1488 | 2.4557 | 2.7627 | 3.0697 | 3.3766 | 3.6836 | 3.9906 | 4.2975
2019-05-05 17:00 | 43590.7083 | 0.74376 | 0.99168 | 1.2396 | 1.4875 | 1.7354 | 1.9834 | 2.2313 | 2.4792 | 2.7271 | 2.975 | 3.2229 | 3.4709
2019-05-05 18:00 | 43590.75 | 0.41874 | 0.55831 | 0.69789 | 0.83747 | 0.97705 | 1.1166 | 1.2562 | 1.3958 | 1.5354 | 1.6749 | 1.8145 | 1.9541
2019-05-05 19:00 | 43590.7917 | 0.12884 | 0.17179 | 0.21473 | 0.25768 | 0.30063 | 0.34357 | 0.38652 | 0.42947 | 0.47242 | 0.51536 | 0.55831 | 0.60126
2019-05-05 20:00 | 43590.8333 | 0.01405 | 0.018734 | 0.023417 | 0.028101 | 0.032784 | 0.037468 | 0.042151 | 0.046835 | 0.051518 | 0.056202 | 0.060885 | 0.065569
2019-05-05 21:00 | 43590.875 | 0 | 0 | 0 | 0 | 0 | 0 | 0 | 0 | 0 | 0 | 0 | 0
2019-05-05 22:00 | 43590.9167 | 0 | 0 | 0 | 0 | 0 | 0 | 0 | 0 | 0 | 0 | 0 | 0
2019-05-05 23:00 | 43590.9583 | 0 | 0 | 0 | 0 | 0 | 0 | 0 | 0 | 0 | 0 | 0 | 0
2019-05-06 | 43591 | 0 | 0 | 0 | 0 | 0 | 0 | 0 | 0 | 0 | 0 | 0 | 0
2019-05-06 01:00 | 43591.0417 | 0 | 0 | 0 | 0 | 0 | 0 | 0 | 0 | 0 | 0 | 0 | 0
2019-05-06 02:00 | 43591.0833 | 0 | 0 | 0 | 0 | 0 | 0 | 0 | 0 | 0 | 0 | 0 | 0
2019-05-06 03:00 | 43591.125 | 0 | 0 | 0 | 0 | 0 | 0 | 0 | 0 | 0 | 0 | 0 | 0
2019-05-06 04:00 | 43591.1667 | 0 | 0 | 0 | 0 | 0 | 0 | 0 | 0 | 0 | 0 | 0 | 0
2019-05-06 05:00 | 43591.2083 | 0 | 0 | 0 | 0 | 0 | 0 | 0 | 0 | 0 | 0 | 0 | 0
2019-05-06 06:00 | 43591.25 | 0.021996 | 0.029329 | 0.036661 | 0.043993 | 0.051325 | 0.058657 | 0.065989 | 0.073322 | 0.080654 | 0.087986 | 0.095318 | 0.10265
2019-05-06 07:00 | 43591.2917 | 0.25158 | 0.33545 | 0.41931 | 0.50317 | 0.58703 | 0.67089 | 0.75475 | 0.83861 | 0.92248 | 1.0063 | 1.0902 | 1.1741
2019-05-06 08:00 | 43591.3333 | 0.74979 | 0.99973 | 1.2497 | 1.4996 | 1.7495 | 1.9995 | 2.2494 | 2.4993 | 2.7492 | 2.9992 | 3.2491 | 3.499
2019-05-06 09:00 | 43591.375 | 1.2907 | 1.7209 | 2.1511 | 2.5813 | 3.0116 | 3.4418 | 3.872 | 4.3022 | 4.7325 | 5.1627 | 5.5929 | 6.0231
2019-05-06 10:00 | 43591.4167 | 1.7842 | 2.379 | 2.9737 | 3.5684 | 4.1632 | 4.7579 | 5.3526 | 5.9474 | 6.5421 | 7.1369 | 7.7316 | 8.3263
2019-05-06 11:00 | 43591.4583 | 2.0702 | 2.7603 | 3.4504 | 4.1405 | 4.8305 | 5.5206 | 6.2107 | 6.9008 | 7.5908 | 8.2809 | 8.971 | 9.6611
2019-05-06 12:00 | 43591.5 | 2.3468 | 3.1291 | 3.9114 | 4.6937 | 5.4759 | 6.2582 | 7.0405 | 7.8228 | 8.605 | 9.3873 | 10.1696 | 10.9519
2019-05-06 13:00 | 43591.5417 | 2.3231 | 3.0974 | 3.8718 | 4.6462 | 5.4205 | 6.1949 | 6.9692 | 7.7436 | 8.5179 | 9.2923 | 10.0667 | 10.841
2019-05-06 14:00 | 43591.5833 | 2.1514 | 2.8686 | 3.5857 | 4.3029 | 5.02 | 5.7371 | 6.4543 | 7.1714 | 7.8886 | 8.6057 | 9.3229 | 10.04
2019-05-06 15:00 | 43591.625 | 1.8592 | 2.479 | 3.0987 | 3.7184 | 4.3382 | 4.9579 | 5.5777 | 6.1974 | 6.8171 | 7.4369 | 8.0566 | 8.6764
2019-05-06 16:00 | 43591.6667 | 1.4529 | 1.9373 | 2.4216 | 2.9059 | 3.3902 | 3.8745 | 4.3588 | 4.8431 | 5.3275 | 5.8118 | 6.2961 | 6.7804
2019-05-06 17:00 | 43591.7083 | 0.98567 | 1.3142 | 1.6428 | 1.9713 | 2.2999 | 2.6285 | 2.957 | 3.2856 | 3.6141 | 3.9427 | 4.2712 | 4.5998
2019-05-06 18:00 | 43591.75 | 0.48717 | 0.64957 | 0.81196 | 0.97435 | 1.1367 | 1.2991 | 1.4615 | 1.6239 | 1.7863 | 1.9487 | 2.1111 | 2.2735
2019-05-06 19:00 | 43591.7917 | 0.11139 | 0.14852 | 0.18565 | 0.22279 | 0.25992 | 0.29705 | 0.33418 | 0.37131 | 0.40844 | 0.44557 | 0.4827 | 0.51983
2019-05-06 20:00 | 43591.8333 | 0.001289 | 0.0017187 | 0.0021484 | 0.002578 | 0.0030077 | 0.0034374 | 0.003867 | 0.0042967 | 0.0047264 | 0.0051561 | 0.0055857 | 0.0060154
2019-05-06 21:00 | 43591.875 | 0 | 0 | 0 | 0 | 0 | 0 | 0 | 0 | 0 | 0 | 0 | 0
2019-05-06 22:00 | 43591.9167 | 0 | 0 | 0 | 0 | 0 | 0 | 0 | 0 | 0 | 0 | 0 | 0
2019-05-06 23:00 | 43591.9583 | 0 | 0 | 0 | 0 | 0 | 0 | 0 | 0 | 0 | 0 | 0 | 0
2019-05-07 | 43592 | 0 | 0 | 0 | 0 | 0 | 0 | 0 | 0 | 0 | 0 | 0 | 0
2019-05-07 01:00 | 43592.0417 | 0 | 0 | 0 | 0 | 0 | 0 | 0 | 0 | 0 | 0 | 0 | 0
2019-05-07 02:00 | 43592.0833 | 0 | 0 | 0 | 0 | 0 | 0 | 0 | 0 | 0 | 0 | 0 | 0
2019-05-07 03:00 | 43592.125 | 0 | 0 | 0 | 0 | 0 | 0 | 0 | 0 | 0 | 0 | 0 | 0
2019-05-07 04:00 | 43592.1667 | 0 | 0 | 0 | 0 | 0 | 0 | 0 | 0 | 0 | 0 | 0 | 0
2019-05-07 05:00 | 43592.2083 | 0 | 0 | 0 | 0 | 0 | 0 | 0 | 0 | 0 | 0 | 0 | 0
2019-05-07 06:00 | 43592.25 | 0.020218 | 0.026957 | 0.033697 | 0.040436 | 0.047175 | 0.053915 | 0.060654 | 0.067393 | 0.074133 | 0.080872 | 0.087611 | 0.094351
2019-05-07 07:00 | 43592.2917 | 0.25826 | 0.34435 | 0.43044 | 0.51653 | 0.60262 | 0.68871 | 0.77479 | 0.86088 | 0.94697 | 1.0331 | 1.1191 | 1.2052
2019-05-07 08:00 | 43592.3333 | 0.73283 | 0.97711 | 1.2214 | 1.4657 | 1.7099 | 1.9542 | 2.1985 | 2.4428 | 2.6871 | 2.9313 | 3.1756 | 3.4199
2019-05-07 09:00 | 43592.375 | 1.2915 | 1.722 | 2.1525 | 2.583 | 3.0135 | 3.444 | 3.8745 | 4.305 | 4.7355 | 5.166 | 5.5965 | 6.027
2019-05-07 10:00 | 43592.4167 | 1.7839 | 2.3785 | 2.9731 | 3.5678 | 4.1624 | 4.757 | 5.3517 | 5.9463 | 6.5409 | 7.1355 | 7.7302 | 8.3248
2019-05-07 11:00 | 43592.4583 | 2.1525 | 2.87 | 3.5875 | 4.305 | 5.0225 | 5.74 | 6.4575 | 7.175 | 7.8925 | 8.61 | 9.3275 | 10.045
2019-05-07 12:00 | 43592.5 | 2.3742 | 3.1656 | 3.957 | 4.7483 | 5.5397 | 6.3311 | 7.1225 | 7.9139 | 8.7053 | 9.4967 | 10.2881 | 11.0795
2019-05-07 13:00 | 43592.5417 | 2.4088 | 3.2118 | 4.0147 | 4.8177 | 5.6206 | 6.4236 | 7.2265 | 8.0295 | 8.8324 | 9.6354 | 10.4383 | 11.2412
2019-05-07 14:00 | 43592.5833 | 2.1657 | 2.8877 | 3.6096 | 4.3315 | 5.0534 | 5.7753 | 6.4972 | 7.2191 | 7.9411 | 8.663 | 9.3849 | 10.1068
2019-05-07 15:00 | 43592.625 | 1.8178 | 2.4237 | 3.0296 | 3.6355 | 4.2414 | 4.8474 | 5.4533 | 6.0592 | 6.6651 | 7.271 | 7.877 | 8.4829
2019-05-07 16:00 | 43592.6667 | 1.3964 | 1.8618 | 2.3273 | 2.7928 | 3.2582 | 3.7237 | 4.1891 | 4.6546 | 5.1201 | 5.5855 | 6.051 | 6.5164
2019-05-07 17:00 | 43592.7083 | 0.93296 | 1.2439 | 1.5549 | 1.8659 | 2.1769 | 2.4879 | 2.7989 | 3.1099 | 3.4208 | 3.7318 | 4.0428 | 4.3538
2019-05-07 18:00 | 43592.75 | 0.47439 | 0.63252 | 0.79064 | 0.94877 | 1.1069 | 1.265 | 1.4232 | 1.5813 | 1.7394 | 1.8975 | 2.0557 | 2.2138
2019-05-07 19:00 | 43592.7917 | 0.13993 | 0.18658 | 0.23322 | 0.27987 | 0.32651 | 0.37315 | 0.4198 | 0.46644 | 0.51309 | 0.55973 | 0.60638 | 0.65302
2019-05-07 20:00 | 43592.8333 | 0.0013467 | 0.0017956 | 0.0022445 | 0.0026934 | 0.0031423 | 0.0035912 | 0.0040401 | 0.004489 | 0.0049379 | 0.0053868 | 0.0058357 | 0.0062846
2019-05-07 21:00 | 43592.875 | 0 | 0 | 0 | 0 | 0 | 0 | 0 | 0 | 0 | 0 | 0 | 0
2019-05-07 22:00 | 43592.9167 | 0 | 0 | 0 | 0 | 0 | 0 | 0 | 0 | 0 | 0 | 0 | 0
2019-05-07 23:00 | 43592.9583 | 0 | 0 | 0 | 0 | 0 | 0 | 0 | 0 | 0 | 0 | 0 | 0
2019-05-08 | 43593 | 0 | 0 | 0 | 0 | 0 | 0 | 0 | 0 | 0 | 0 | 0 | 0
2019-05-08 01:00 | 43593.0417 | 0 | 0 | 0 | 0 | 0 | 0 | 0 | 0 | 0 | 0 | 0 | 0
2019-05-08 02:00 | 43593.0833 | 0 | 0 | 0 | 0 | 0 | 0 | 0 | 0 | 0 | 0 | 0 | 0
2019-05-08 03:00 | 43593.125 | 0 | 0 | 0 | 0 | 0 | 0 | 0 | 0 | 0 | 0 | 0 | 0
2019-05-08 04:00 | 43593.1667 | 0 | 0 | 0 | 0 | 0 | 0 | 0 | 0 | 0 | 0 | 0 | 0
2019-05-08 05:00 | 43593.2083 | 0 | 0 | 0 | 0 | 0 | 0 | 0 | 0 | 0 | 0 | 0 | 0
2019-05-08 06:00 | 43593.25 | 0.027539 | 0.036719 | 0.045898 | 0.055078 | 0.064258 | 0.073437 | 0.082617 | 0.091797 | 0.10098 | 0.11016 | 0.11934 | 0.12852
2019-05-08 07:00 | 43593.2917 | 0.24095 | 0.32126 | 0.40158 | 0.48189 | 0.56221 | 0.64252 | 0.72284 | 0.80315 | 0.88347 | 0.96378 | 1.0441 | 1.1244
2019-05-08 08:00 | 43593.3333 | 0.55531 | 0.74041 | 0.92551 | 1.1106 | 1.2957 | 1.4808 | 1.6659 | 1.851 | 2.0361 | 2.2212 | 2.4063 | 2.5914
2019-05-08 09:00 | 43593.375 | 0.97675 | 1.3023 | 1.6279 | 1.9535 | 2.2791 | 2.6047 | 2.9303 | 3.2558 | 3.5814 | 3.907 | 4.2326 | 4.5582
2019-05-08 10:00 | 43593.4167 | 1.5909 | 2.1212 | 2.6515 | 3.1818 | 3.7121 | 4.2424 | 4.7728 | 5.3031 | 5.8334 | 6.3637 | 6.894 | 7.4243
2019-05-08 11:00 | 43593.4583 | 1.9617 | 2.6156 | 3.2695 | 3.9235 | 4.5774 | 5.2313 | 5.8852 | 6.5391 | 7.193 | 7.8469 | 8.5008 | 9.1547
2019-05-08 12:00 | 43593.5 | 2.1209 | 2.8278 | 3.5348 | 4.2418 | 4.9487 | 5.6557 | 6.3626 | 7.0696 | 7.7766 | 8.4835 | 9.1905 | 9.8974
2019-05-08 13:00 | 43593.5417 | 2.324 | 3.0987 | 3.8733 | 4.648 | 5.4227 | 6.1973 | 6.972 | 7.7467 | 8.5213 | 9.296 | 10.0706 | 10.8453
2019-05-08 14:00 | 43593.5833 | 2.4009 | 3.2012 | 4.0015 | 4.8018 | 5.6021 | 6.4024 | 7.2027 | 8.003 | 8.8033 | 9.6036 | 10.4039 | 11.2042
2019-05-08 15:00 | 43593.625 | 2.2843 | 3.0457 | 3.8071 | 4.5686 | 5.33 | 6.0914 | 6.8529 | 7.6143 | 8.3757 | 9.1372 | 9.8986 | 10.66
2019-05-08 16:00 | 43593.6667 | 1.7236 | 2.2982 | 2.8727 | 3.4473 | 4.0218 | 4.5964 | 5.1709 | 5.7455 | 6.32 | 6.8946 | 7.4691 | 8.0437
2019-05-08 17:00 | 43593.7083 | 1.2907 | 1.721 | 2.1512 | 2.5815 | 3.0117 | 3.442 | 3.8722 | 4.3025 | 4.7327 | 5.163 | 5.5932 | 6.0235
2019-05-08 18:00 | 43593.75 | 0.6368 | 0.84907 | 1.0613 | 1.2736 | 1.4859 | 1.6981 | 1.9104 | 2.1227 | 2.335 | 2.5472 | 2.7595 | 2.9718
2019-05-08 19:00 | 43593.7917 | 0.064098 | 0.085464 | 0.10683 | 0.1282 | 0.14956 | 0.17093 | 0.19229 | 0.21366 | 0.23503 | 0.25639 | 0.27776 | 0.29912
2019-05-08 20:00 | 43593.8333 | 0.010457 | 0.013943 | 0.017428 | 0.020914 | 0.0244 | 0.027886 | 0.031371 | 0.034857 | 0.038343 | 0.041828 | 0.045314 | 0.0488
2019-05-08 21:00 | 43593.875 | 0 | 0 | 0 | 0 | 0 | 0 | 0 | 0 | 0 | 0 | 0 | 0
2019-05-08 22:00 | 43593.9167 | 0 | 0 | 0 | 0 | 0 | 0 | 0 | 0 | 0 | 0 | 0 | 0
2019-05-08 23:00 | 43593.9583 | 0 | 0 | 0 | 0 | 0 | 0 | 0 | 0 | 0 | 0 | 0 | 0
2019-05-09 | 43594 | 0 | 0 | 0 | 0 | 0 | 0 | 0 | 0 | 0 | 0 | 0 | 0
2019-05-09 01:00 | 43594.0417 | 0 | 0 | 0 | 0 | 0 | 0 | 0 | 0 | 0 | 0 | 0 | 0
2019-05-09 02:00 | 43594.0833 | 0 | 0 | 0 | 0 | 0 | 0 | 0 | 0 | 0 | 0 | 0 | 0
2019-05-09 03:00 | 43594.125 | 0 | 0 | 0 | 0 | 0 | 0 | 0 | 0 | 0 | 0 | 0 | 0
2019-05-09 04:00 | 43594.1667 | 0 | 0 | 0 | 0 | 0 | 0 | 0 | 0 | 0 | 0 | 0 | 0
2019-05-09 05:00 | 43594.2083 | 0 | 0 | 0 | 0 | 0 | 0 | 0 | 0 | 0 | 0 | 0 | 0
2019-05-09 06:00 | 43594.25 | 0.032942 | 0.043923 | 0.054904 | 0.065885 | 0.076865 | 0.087846 | 0.098827 | 0.10981 | 0.12079 | 0.13177 | 0.14275 | 0.15373
2019-05-09 07:00 | 43594.2917 | 0.30811 | 0.41082 | 0.51352 | 0.61622 | 0.71893 | 0.82163 | 0.92434 | 1.027 | 1.1297 | 1.2324 | 1.3352 | 1.4379
2019-05-09 08:00 | 43594.3333 | 0.905 | 1.2067 | 1.5083 | 1.81 | 2.1117 | 2.4133 | 2.715 | 3.0167 | 3.3183 | 3.62 | 3.9216 | 4.2233
2019-05-09 09:00 | 43594.375 | 1.6326 | 2.1768 | 2.721 | 3.2652 | 3.8094 | 4.3536 | 4.8977 | 5.4419 | 5.9861 | 6.5303 | 7.0745 | 7.6187
2019-05-09 10:00 | 43594.4167 | 2.2501 | 3.0002 | 3.7502 | 4.5002 | 5.2503 | 6.0003 | 6.7504 | 7.5004 | 8.2504 | 9.0005 | 9.7505 | 10.5006
2019-05-09 11:00 | 43594.4583 | 2.7172 | 3.6229 | 4.5286 | 5.4344 | 6.3401 | 7.2458 | 8.1516 | 9.0573 | 9.963 | 10.8687 | 11.7745 | 12.6802
2019-05-09 12:00 | 43594.5 | 2.9768 | 3.9691 | 4.9614 | 5.9537 | 6.9459 | 7.9382 | 8.9305 | 9.9228 | 10.915 | 11.9073 | 12.8996 | 13.8919
2019-05-09 13:00 | 43594.5417 | 3.0371 | 4.0495 | 5.0619 | 6.0743 | 7.0867 | 8.0991 | 9.1114 | 10.1238 | 11.1362 | 12.1486 | 13.161 | 14.1734
2019-05-09 14:00 | 43594.5833 | 2.8416 | 3.7887 | 4.7359 | 5.6831 | 6.6303 | 7.5775 | 8.5247 | 9.4718 | 10.419 | 11.3662 | 12.3134 | 13.2606
2019-05-09 15:00 | 43594.625 | 2.4873 | 3.3164 | 4.1455 | 4.9745 | 5.8036 | 6.6327 | 7.4618 | 8.2909 | 9.12 | 9.9491 | 10.7782 | 11.6073
2019-05-09 16:00 | 43594.6667 | 1.9465 | 2.5953 | 3.2441 | 3.893 | 4.5418 | 5.1906 | 5.8394 | 6.4883 | 7.1371 | 7.7859 | 8.4347 | 9.0836
2019-05-09 17:00 | 43594.7083 | 1.2817 | 1.7089 | 2.1362 | 2.5634 | 2.9907 | 3.4179 | 3.8451 | 4.2724 | 4.6996 | 5.1268 | 5.5541 | 5.9813
2019-05-09 18:00 | 43594.75 | 0.59393 | 0.79191 | 0.98988 | 1.1879 | 1.3858 | 1.5838 | 1.7818 | 1.9798 | 2.1777 | 2.3757 | 2.5737 | 2.7717
2019-05-09 19:00 | 43594.7917 | 0.066875 | 0.089167 | 0.11146 | 0.13375 | 0.15604 | 0.17833 | 0.20063 | 0.22292 | 0.24521 | 0.2675 | 0.28979 | 0.31209
2019-05-09 20:00 | 43594.8333 | 0.0030676 | 0.0040901 | 0.0051127 | 0.0061352 | 0.0071577 | 0.0081803 | 0.0092028 | 0.010225 | 0.011248 | 0.01227 | 0.013293 | 0.014315
2019-05-09 21:00 | 43594.875 | 0 | 0 | 0 | 0 | 0 | 0 | 0 | 0 | 0 | 0 | 0 | 0
2019-05-09 22:00 | 43594.9167 | 0 | 0 | 0 | 0 | 0 | 0 | 0 | 0 | 0 | 0 | 0 | 0
2019-05-09 23:00 | 43594.9583 | 0 | 0 | 0 | 0 | 0 | 0 | 0 | 0 | 0 | 0 | 0 | 0
2019-05-10 | 43595 | 0 | 0 | 0 | 0 | 0 | 0 | 0 | 0 | 0 | 0 | 0 | 0
2019-05-10 01:00 | 43595.0417 | 0 | 0 | 0 | 0 | 0 | 0 | 0 | 0 | 0 | 0 | 0 | 0
2019-05-10 02:00 | 43595.0833 | 0 | 0 | 0 | 0 | 0 | 0 | 0 | 0 | 0 | 0 | 0 | 0
2019-05-10 03:00 | 43595.125 | 0 | 0 | 0 | 0 | 0 | 0 | 0 | 0 | 0 | 0 | 0 | 0
2019-05-10 04:00 | 43595.1667 | 0 | 0 | 0 | 0 | 0 | 0 | 0 | 0 | 0 | 0 | 0 | 0
2019-05-10 05:00 | 43595.2083 | 0 | 0 | 0 | 0 | 0 | 0 | 0 | 0 | 0 | 0 | 0 | 0
2019-05-10 06:00 | 43595.25 | 0.0071464 | 0.0095285 | 0.011911 | 0.014293 | 0.016675 | 0.019057 | 0.021439 | 0.023821 | 0.026203 | 0.028586 | 0.030968 | 0.03335
2019-05-10 07:00 | 43595.2917 | 0.084145 | 0.11219 | 0.14024 | 0.16829 | 0.19634 | 0.22439 | 0.25243 | 0.28048 | 0.30853 | 0.33658 | 0.36463 | 0.39267
2019-05-10 08:00 | 43595.3333 | 0.14224 | 0.18965 | 0.23707 | 0.28448 | 0.33189 | 0.37931 | 0.42672 | 0.47413 | 0.52155 | 0.56896 | 0.61637 | 0.66379
2019-05-10 09:00 | 43595.375 | 0.25785 | 0.3438 | 0.42975 | 0.51569 | 0.60164 | 0.68759 | 0.77354 | 0.85949 | 0.94544 | 1.0314 | 1.1173 | 1.2033
2019-05-10 10:00 | 43595.4167 | 0.40506 | 0.54009 | 0.67511 | 0.81013 | 0.94515 | 1.0802 | 1.2152 | 1.3502 | 1.4852 | 1.6203 | 1.7553 | 1.8903
2019-05-10 11:00 | 43595.4583 | 0.45665 | 0.60887 | 0.76108 | 0.9133 | 1.0655 | 1.2177 | 1.3699 | 1.5222 | 1.6744 | 1.8266 | 1.9788 | 2.131
2019-05-10 12:00 | 43595.5 | 0.48598 | 0.64797 | 0.80996 | 0.97195 | 1.1339 | 1.2959 | 1.4579 | 1.6199 | 1.7819 | 1.9439 | 2.1059 | 2.2679
2019-05-10 13:00 | 43595.5417 | 0.5461 | 0.72813 | 0.91017 | 1.0922 | 1.2742 | 1.4563 | 1.6383 | 1.8203 | 2.0024 | 2.1844 | 2.3664 | 2.5485
2019-05-10 14:00 | 43595.5833 | 0.48484 | 0.64645 | 0.80806 | 0.96968 | 1.1313 | 1.2929 | 1.4545 | 1.6161 | 1.7777 | 1.9394 | 2.101 | 2.2626
2019-05-10 15:00 | 43595.625 | 0.40049 | 0.53399 | 0.66749 | 0.80099 | 0.93449 | 1.068 | 1.2015 | 1.335 | 1.4685 | 1.602 | 1.7355 | 1.869
2019-05-10 16:00 | 43595.6667 | 0.35852 | 0.47803 | 0.59753 | 0.71704 | 0.83654 | 0.95605 | 1.0756 | 1.1951 | 1.3146 | 1.4341 | 1.5536 | 1.6731
2019-05-10 17:00 | 43595.7083 | 0.32372 | 0.43162 | 0.53953 | 0.64744 | 0.75534 | 0.86325 | 0.97116 | 1.0791 | 1.187 | 1.2949 | 1.4028 | 1.5107
2019-05-10 18:00 | 43595.75 | 0.18121 | 0.24162 | 0.30202 | 0.36242 | 0.42283 | 0.48323 | 0.54364 | 0.60404 | 0.66444 | 0.72485 | 0.78525 | 0.84566
2019-05-10 19:00 | 43595.7917 | 0.079913 | 0.10655 | 0.13319 | 0.15983 | 0.18646 | 0.2131 | 0.23974 | 0.26638 | 0.29302 | 0.31965 | 0.34629 | 0.37293
2019-05-10 20:00 | 43595.8333 | 0.0031647 | 0.0042196 | 0.0052746 | 0.0063295 | 0.0073844 | 0.0084393 | 0.0094942 | 0.010549 | 0.011604 | 0.012659 | 0.013714 | 0.014769
2019-05-10 21:00 | 43595.875 | 0 | 0 | 0 | 0 | 0 | 0 | 0 | 0 | 0 | 0 | 0 | 0
2019-05-10 22:00 | 43595.9167 | 0 | 0 | 0 | 0 | 0 | 0 | 0 | 0 | 0 | 0 | 0 | 0
2019-05-10 23:00 | 43595.9583 | 0 | 0 | 0 | 0 | 0 | 0 | 0 | 0 | 0 | 0 | 0 | 0
2019-05-11 | 43596 | 0 | 0 | 0 | 0 | 0 | 0 | 0 | 0 | 0 | 0 | 0 | 0
2019-05-11 01:00 | 43596.0417 | 0 | 0 | 0 | 0 | 0 | 0 | 0 | 0 | 0 | 0 | 0 | 0
2019-05-11 02:00 | 43596.0833 | 0 | 0 | 0 | 0 | 0 | 0 | 0 | 0 | 0 | 0 | 0 | 0
2019-05-11 03:00 | 43596.125 | 0 | 0 | 0 | 0 | 0 | 0 | 0 | 0 | 0 | 0 | 0 | 0
2019-05-11 04:00 | 43596.1667 | 0 | 0 | 0 | 0 | 0 | 0 | 0 | 0 | 0 | 0 | 0 | 0
2019-05-11 05:00 | 43596.2083 | 0 | 0 | 0 | 0 | 0 | 0 | 0 | 0 | 0 | 0 | 0 | 0
2019-05-11 06:00 | 43596.25 | 0.017777 | 0.023703 | 0.029629 | 0.035555 | 0.041481 | 0.047406 | 0.053332 | 0.059258 | 0.065184 | 0.07111 | 0.077035 | 0.082961
2019-05-11 07:00 | 43596.2917 | 0.21703 | 0.28937 | 0.36171 | 0.43406 | 0.5064 | 0.57874 | 0.65108 | 0.72343 | 0.79577 | 0.86811 | 0.94046 | 1.0128
2019-05-11 08:00 | 43596.3333 | 0.76956 | 1.0261 | 1.2826 | 1.5391 | 1.7956 | 2.0522 | 2.3087 | 2.5652 | 2.8217 | 3.0782 | 3.3348 | 3.5913
2019-05-11 09:00 | 43596.375 | 0.74831 | 0.99774 | 1.2472 | 1.4966 | 1.746 | 1.9955 | 2.2449 | 2.4944 | 2.7438 | 2.9932 | 3.2427 | 3.4921
2019-05-11 10:00 | 43596.4167 | 1.4209 | 1.8946 | 2.3682 | 2.8418 | 3.3155 | 3.7891 | 4.2628 | 4.7364 | 5.2101 | 5.6837 | 6.1573 | 6.631
2019-05-11 11:00 | 43596.4583 | 0.63482 | 0.84642 | 1.058 | 1.2696 | 1.4812 | 1.6928 | 1.9045 | 2.1161 | 2.3277 | 2.5393 | 2.7509 | 2.9625
2019-05-11 12:00 | 43596.5 | 1.3923 | 1.8564 | 2.3205 | 2.7846 | 3.2487 | 3.7128 | 4.1769 | 4.641 | 5.1051 | 5.5692 | 6.0333 | 6.4974
2019-05-11 13:00 | 43596.5417 | 1.2811 | 1.7081 | 2.1352 | 2.5622 | 2.9893 | 3.4163 | 3.8433 | 4.2704 | 4.6974 | 5.1244 | 5.5515 | 5.9785
2019-05-11 14:00 | 43596.5833 | 1.6591 | 2.2122 | 2.7652 | 3.3183 | 3.8713 | 4.4244 | 4.9774 | 5.5305 | 6.0835 | 6.6366 | 7.1896 | 7.7427
2019-05-11 15:00 | 43596.625 | 0.66257 | 0.88343 | 1.1043 | 1.3251 | 1.546 | 1.7669 | 1.9877 | 2.2086 | 2.4294 | 2.6503 | 2.8711 | 3.092
2019-05-11 16:00 | 43596.6667 | 0.15194 | 0.20259 | 0.25323 | 0.30388 | 0.35452 | 0.40517 | 0.45582 | 0.50646 | 0.55711 | 0.60776 | 0.6584 | 0.70905
2019-05-11 17:00 | 43596.7083 | 0.23977 | 0.3197 | 0.39962 | 0.47955 | 0.55947 | 0.63939 | 0.71932 | 0.79924 | 0.87917 | 0.95909 | 1.039 | 1.1189
2019-05-11 18:00 | 43596.75 | 0.33432 | 0.44576 | 0.5572 | 0.66864 | 0.78008 | 0.89152 | 1.003 | 1.1144 | 1.2258 | 1.3373 | 1.4487 | 1.5602
2019-05-11 19:00 | 43596.7917 | 0.14234 | 0.18978 | 0.23723 | 0.28468 | 0.33212 | 0.37957 | 0.42701 | 0.47446 | 0.5219 | 0.56935 | 0.6168 | 0.66424
2019-05-11 20:00 | 43596.8333 | 0.029787 | 0.039716 | 0.049645 | 0.059574 | 0.069503 | 0.079432 | 0.089361 | 0.09929 | 0.10922 | 0.11915 | 0.12908 | 0.13901
2019-05-11 21:00 | 43596.875 | 0 | 0 | 0 | 0 | 0 | 0 | 0 | 0 | 0 | 0 | 0 | 0
2019-05-11 22:00 | 43596.9167 | 0 | 0 | 0 | 0 | 0 | 0 | 0 | 0 | 0 | 0 | 0 | 0
2019-05-11 23:00 | 43596.9583 | 0 | 0 | 0 | 0 | 0 | 0 | 0 | 0 | 0 | 0 | 0 | 0
2019-05-12 | 43597 | 0 | 0 | 0 | 0 | 0 | 0 | 0 | 0 | 0 | 0 | 0 | 0
2019-05-12 01:00 | 43597.0417 | 0 | 0 | 0 | 0 | 0 | 0 | 0 | 0 | 0 | 0 | 0 | 0
2019-05-12 02:00 | 43597.0833 | 0 | 0 | 0 | 0 | 0 | 0 | 0 | 0 | 0 | 0 | 0 | 0
2019-05-12 03:00 | 43597.125 | 0 | 0 | 0 | 0 | 0 | 0 | 0 | 0 | 0 | 0 | 0 | 0
2019-05-12 04:00 | 43597.1667 | 0 | 0 | 0 | 0 | 0 | 0 | 0 | 0 | 0 | 0 | 0 | 0
2019-05-12 05:00 | 43597.2083 | 0 | 0 | 0 | 0 | 0 | 0 | 0 | 0 | 0 | 0 | 0 | 0
2019-05-12 06:00 | 43597.25 | 0.042072 | 0.056096 | 0.07012 | 0.084144 | 0.098168 | 0.11219 | 0.12622 | 0.14024 | 0.15426 | 0.16829 | 0.18231 | 0.19634
2019-05-12 07:00 | 43597.2917 | 0.34813 | 0.46417 | 0.58022 | 0.69626 | 0.8123 | 0.92835 | 1.0444 | 1.1604 | 1.2765 | 1.3925 | 1.5086 | 1.6246
2019-05-12 08:00 | 43597.3333 | 1.0481 | 1.3975 | 1.7468 | 2.0962 | 2.4456 | 2.795 | 3.1443 | 3.4937 | 3.8431 | 4.1924 | 4.5418 | 4.8912
2019-05-12 09:00 | 43597.375 | 1.5337 | 2.045 | 2.5562 | 3.0675 | 3.5787 | 4.09 | 4.6012 | 5.1125 | 5.6237 | 6.135 | 6.6462 | 7.1575
2019-05-12 10:00 | 43597.4167 | 2.1197 | 2.8263 | 3.5329 | 4.2395 | 4.9461 | 5.6526 | 6.3592 | 7.0658 | 7.7724 | 8.479 | 9.1855 | 9.8921
2019-05-12 11:00 | 43597.4583 | 2.0452 | 2.727 | 3.4087 | 4.0905 | 4.7722 | 5.4539 | 6.1357 | 6.8174 | 7.4992 | 8.1809 | 8.8627 | 9.5444
2019-05-12 12:00 | 43597.5 | 1.3098 | 1.7464 | 2.1831 | 2.6197 | 3.0563 | 3.4929 | 3.9295 | 4.3661 | 4.8027 | 5.2393 | 5.676 | 6.1126
2019-05-12 13:00 | 43597.5417 | 0.96328 | 1.2844 | 1.6055 | 1.9266 | 2.2477 | 2.5688 | 2.8898 | 3.2109 | 3.532 | 3.8531 | 4.1742 | 4.4953
2019-05-12 14:00 | 43597.5833 | 0.18473 | 0.24631 | 0.30788 | 0.36946 | 0.43104 | 0.49261 | 0.55419 | 0.61577 | 0.67734 | 0.73892 | 0.8005 | 0.86207
2019-05-12 15:00 | 43597.625 | 0.1732 | 0.23093 | 0.28866 | 0.3464 | 0.40413 | 0.46186 | 0.5196 | 0.57733 | 0.63506 | 0.69279 | 0.75053 | 0.80826
2019-05-12 16:00 | 43597.6667 | 0.13526 | 0.18035 | 0.22544 | 0.27053 | 0.31561 | 0.3607 | 0.40579 | 0.45088 | 0.49596 | 0.54105 | 0.58614 | 0.63123
2019-05-12 17:00 | 43597.7083 | 0.50069 | 0.66759 | 0.83449 | 1.0014 | 1.1683 | 1.3352 | 1.5021 | 1.669 | 1.8359 | 2.0028 | 2.1697 | 2.3366
2019-05-12 18:00 | 43597.75 | 0.087732 | 0.11698 | 0.14622 | 0.17546 | 0.20471 | 0.23395 | 0.2632 | 0.29244 | 0.32168 | 0.35093 | 0.38017 | 0.40942
2019-05-12 19:00 | 43597.7917 | 0.15442 | 0.20589 | 0.25736 | 0.30884 | 0.36031 | 0.41178 | 0.46326 | 0.51473 | 0.5662 | 0.61767 | 0.66915 | 0.72062
2019-05-12 20:00 | 43597.8333 | 0.01372 | 0.018294 | 0.022867 | 0.02744 | 0.032014 | 0.036587 | 0.041161 | 0.045734 | 0.050308 | 0.054881 | 0.059454 | 0.064028
2019-05-12 21:00 | 43597.875 | 0 | 0 | 0 | 0 | 0 | 0 | 0 | 0 | 0 | 0 | 0 | 0
2019-05-12 22:00 | 43597.9167 | 0 | 0 | 0 | 0 | 0 | 0 | 0 | 0 | 0 | 0 | 0 | 0
2019-05-12 23:00 | 43597.9583 | 0 | 0 | 0 | 0 | 0 | 0 | 0 | 0 | 0 | 0 | 0 | 0
2019-05-13 | 43598 | 0 | 0 | 0 | 0 | 0 | 0 | 0 | 0 | 0 | 0 | 0 | 0
2019-05-13 01:00 | 43598.0417 | 0 | 0 | 0 | 0 | 0 | 0 | 0 | 0 | 0 | 0 | 0 | 0
2019-05-13 02:00 | 43598.0833 | 0 | 0 | 0 | 0 | 0 | 0 | 0 | 0 | 0 | 0 | 0 | 0
2019-05-13 03:00 | 43598.125 | 0 | 0 | 0 | 0 | 0 | 0 | 0 | 0 | 0 | 0 | 0 | 0
2019-05-13 04:00 | 43598.1667 | 0 | 0 | 0 | 0 | 0 | 0 | 0 | 0 | 0 | 0 | 0 | 0
2019-05-13 05:00 | 43598.2083 | 0 | 0 | 0 | 0 | 0 | 0 | 0 | 0 | 0 | 0 | 0 | 0
2019-05-13 06:00 | 43598.25 | 0.05489 | 0.073186 | 0.091483 | 0.10978 | 0.12808 | 0.14637 | 0.16467 | 0.18297 | 0.20126 | 0.21956 | 0.23785 | 0.25615
2019-05-13 07:00 | 43598.2917 | 0.30707 | 0.40943 | 0.51179 | 0.61414 | 0.7165 | 0.81886 | 0.92121 | 1.0236 | 1.1259 | 1.2283 | 1.3306 | 1.433
2019-05-13 08:00 | 43598.3333 | 0.88384 | 1.1784 | 1.4731 | 1.7677 | 2.0623 | 2.3569 | 2.6515 | 2.9461 | 3.2407 | 3.5353 | 3.83 | 4.1246
2019-05-13 09:00 | 43598.375 | 1.4784 | 1.9712 | 2.464 | 2.9568 | 3.4496 | 3.9424 | 4.4352 | 4.928 | 5.4208 | 5.9136 | 6.4064 | 6.8992
2019-05-13 10:00 | 43598.4167 | 2.0744 | 2.7659 | 3.4574 | 4.1488 | 4.8403 | 5.5318 | 6.2232 | 6.9147 | 7.6062 | 8.2976 | 8.9891 | 9.6806
2019-05-13 11:00 | 43598.4583 | 2.2876 | 3.0501 | 3.8126 | 4.5751 | 5.3376 | 6.1001 | 6.8627 | 7.6252 | 8.3877 | 9.1502 | 9.9127 | 10.6753
2019-05-13 12:00 | 43598.5 | 2.192 | 2.9226 | 3.6533 | 4.3839 | 5.1146 | 5.8453 | 6.5759 | 7.3066 | 8.0372 | 8.7679 | 9.4986 | 10.2292
2019-05-13 13:00 | 43598.5417 | 2.2255 | 2.9673 | 3.7092 | 4.451 | 5.1928 | 5.9347 | 6.6765 | 7.4184 | 8.1602 | 8.902 | 9.6439 | 10.3857
2019-05-13 14:00 | 43598.5833 | 2.1615 | 2.882 | 3.6025 | 4.323 | 5.0435 | 5.764 | 6.4845 | 7.205 | 7.9255 | 8.646 | 9.3665 | 10.087
2019-05-13 15:00 | 43598.625 | 1.8302 | 2.4402 | 3.0503 | 3.6603 | 4.2704 | 4.8804 | 5.4905 | 6.1005 | 6.7106 | 7.3206 | 7.9307 | 8.5407
2019-05-13 16:00 | 43598.6667 | 1.4744 | 1.9659 | 2.4574 | 2.9488 | 3.4403 | 3.9318 | 4.4233 | 4.9147 | 5.4062 | 5.8977 | 6.3891 | 6.8806
2019-05-13 17:00 | 43598.7083 | 1.0055 | 1.3406 | 1.6758 | 2.011 | 2.3461 | 2.6813 | 3.0165 | 3.3516 | 3.6868 | 4.0219 | 4.3571 | 4.6923
2019-05-13 18:00 | 43598.75 | 0.54729 | 0.72972 | 0.91215 | 1.0946 | 1.277 | 1.4594 | 1.6419 | 1.8243 | 2.0067 | 2.1892 | 2.3716 | 2.554
2019-05-13 19:00 | 43598.7917 | 0.15137 | 0.20182 | 0.25228 | 0.30273 | 0.35319 | 0.40364 | 0.4541 | 0.50456 | 0.55501 | 0.60547 | 0.65592 | 0.70638
2019-05-13 20:00 | 43598.8333 | 0.0085731 | 0.011431 | 0.014289 | 0.017146 | 0.020004 | 0.022862 | 0.025719 | 0.028577 | 0.031435 | 0.034293 | 0.03715 | 0.040008
2019-05-13 21:00 | 43598.875 | 0 | 0 | 0 | 0 | 0 | 0 | 0 | 0 | 0 | 0 | 0 | 0
2019-05-13 22:00 | 43598.9167 | 0 | 0 | 0 | 0 | 0 | 0 | 0 | 0 | 0 | 0 | 0 | 0
2019-05-13 23:00 | 43598.9583 | 0 | 0 | 0 | 0 | 0 | 0 | 0 | 0 | 0 | 0 | 0 | 0
2019-05-14 | 43599 | 0 | 0 | 0 | 0 | 0 | 0 | 0 | 0 | 0 | 0 | 0 | 0
2019-05-14 01:00 | 43599.0417 | 0 | 0 | 0 | 0 | 0 | 0 | 0 | 0 | 0 | 0 | 0 | 0
2019-05-14 02:00 | 43599.0833 | 0 | 0 | 0 | 0 | 0 | 0 | 0 | 0 | 0 | 0 | 0 | 0
2019-05-14 03:00 | 43599.125 | 0 | 0 | 0 | 0 | 0 | 0 | 0 | 0 | 0 | 0 | 0 | 0
2019-05-14 04:00 | 43599.1667 | 0 | 0 | 0 | 0 | 0 | 0 | 0 | 0 | 0 | 0 | 0 | 0
2019-05-14 05:00 | 43599.2083 | 0 | 0 | 0 | 0 | 0 | 0 | 0 | 0 | 0 | 0 | 0 | 0
2019-05-14 06:00 | 43599.25 | 0.07717 | 0.10289 | 0.12862 | 0.15434 | 0.18006 | 0.20579 | 0.23151 | 0.25723 | 0.28296 | 0.30868 | 0.3344 | 0.36013
2019-05-14 07:00 | 43599.2917 | 0.35466 | 0.47289 | 0.59111 | 0.70933 | 0.82755 | 0.94577 | 1.064 | 1.1822 | 1.3004 | 1.4187 | 1.5369 | 1.6551
2019-05-14 08:00 | 43599.3333 | 0.81792 | 1.0906 | 1.3632 | 1.6358 | 1.9085 | 2.1811 | 2.4538 | 2.7264 | 2.999 | 3.2717 | 3.5443 | 3.8169
2019-05-14 09:00 | 43599.375 | 1.442 | 1.9227 | 2.4034 | 2.8841 | 3.3648 | 3.8455 | 4.3261 | 4.8068 | 5.2875 | 5.7682 | 6.2489 | 6.7296
2019-05-14 10:00 | 43599.4167 | 1.6534 | 2.2045 | 2.7557 | 3.3068 | 3.8579 | 4.4091 | 4.9602 | 5.5113 | 6.0625 | 6.6136 | 7.1647 | 7.7159
2019-05-14 11:00 | 43599.4583 | 1.6662 | 2.2217 | 2.7771 | 3.3325 | 3.8879 | 4.4433 | 4.9987 | 5.5541 | 6.1095 | 6.665 | 7.2204 | 7.7758
2019-05-14 12:00 | 43599.5 | 0.96756 | 1.2901 | 1.6126 | 1.9351 | 2.2576 | 2.5801 | 2.9027 | 3.2252 | 3.5477 | 3.8702 | 4.1927 | 4.5153
2019-05-14 13:00 | 43599.5417 | 1.279 | 1.7053 | 2.1316 | 2.5579 | 2.9843 | 3.4106 | 3.8369 | 4.2632 | 4.6896 | 5.1159 | 5.5422 | 5.9685
2019-05-14 14:00 | 43599.5833 | 1.4154 | 1.8872 | 2.3591 | 2.8309 | 3.3027 | 3.7745 | 4.2463 | 4.7181 | 5.1899 | 5.6617 | 6.1335 | 6.6054
2019-05-14 15:00 | 43599.625 | 0.98465 | 1.3129 | 1.6411 | 1.9693 | 2.2975 | 2.6257 | 2.9539 | 3.2822 | 3.6104 | 3.9386 | 4.2668 | 4.595
2019-05-14 16:00 | 43599.6667 | 0.54439 | 0.72586 | 0.90732 | 1.0888 | 1.2703 | 1.4517 | 1.6332 | 1.8146 | 1.9961 | 2.1776 | 2.359 | 2.5405
2019-05-14 17:00 | 43599.7083 | 1.0615 | 1.4153 | 1.7691 | 2.123 | 2.4768 | 2.8306 | 3.1844 | 3.5383 | 3.8921 | 4.2459 | 4.5997 | 4.9536
2019-05-14 18:00 | 43599.75 | 0.58634 | 0.78178 | 0.97723 | 1.1727 | 1.3681 | 1.5636 | 1.759 | 1.9545 | 2.1499 | 2.3454 | 2.5408 | 2.7362
2019-05-14 19:00 | 43599.7917 | 0.15141 | 0.20188 | 0.25235 | 0.30282 | 0.35329 | 0.40376 | 0.45423 | 0.5047 | 0.55517 | 0.60564 | 0.65611 | 0.70658
2019-05-14 20:00 | 43599.8333 | 0.0070964 | 0.0094618 | 0.011827 | 0.014193 | 0.016558 | 0.018924 | 0.021289 | 0.023655 | 0.02602 | 0.028385 | 0.030751 | 0.033116
2019-05-14 21:00 | 43599.875 | 0 | 0 | 0 | 0 | 0 | 0 | 0 | 0 | 0 | 0 | 0 | 0
2019-05-14 22:00 | 43599.9167 | 0 | 0 | 0 | 0 | 0 | 0 | 0 | 0 | 0 | 0 | 0 | 0
2019-05-14 23:00 | 43599.9583 | 0 | 0 | 0 | 0 | 0 | 0 | 0 | 0 | 0 | 0 | 0 | 0
2019-05-15 | 43600 | 0 | 0 | 0 | 0 | 0 | 0 | 0 | 0 | 0 | 0 | 0 | 0
2019-05-15 01:00 | 43600.0417 | 0 | 0 | 0 | 0 | 0 | 0 | 0 | 0 | 0 | 0 | 0 | 0
2019-05-15 02:00 | 43600.0833 | 0 | 0 | 0 | 0 | 0 | 0 | 0 | 0 | 0 | 0 | 0 | 0
2019-05-15 03:00 | 43600.125 | 0 | 0 | 0 | 0 | 0 | 0 | 0 | 0 | 0 | 0 | 0 | 0
2019-05-15 04:00 | 43600.1667 | 0 | 0 | 0 | 0 | 0 | 0 | 0 | 0 | 0 | 0 | 0 | 0
2019-05-15 05:00 | 43600.2083 | 0 | 0 | 0 | 0 | 0 | 0 | 0 | 0 | 0 | 0 | 0 | 0
2019-05-15 06:00 | 43600.25 | 0.099336 | 0.13245 | 0.16556 | 0.19867 | 0.23178 | 0.2649 | 0.29801 | 0.33112 | 0.36423 | 0.39734 | 0.43046 | 0.46357
2019-05-15 07:00 | 43600.2917 | 0.28494 | 0.37992 | 0.4749 | 0.56988 | 0.66486 | 0.75984 | 0.85483 | 0.94981 | 1.0448 | 1.1398 | 1.2347 | 1.3297
2019-05-15 08:00 | 43600.3333 | 0.70329 | 0.93772 | 1.1721 | 1.4066 | 1.641 | 1.8754 | 2.1099 | 2.3443 | 2.5787 | 2.8132 | 3.0476 | 3.282
2019-05-15 09:00 | 43600.375 | 1.7718 | 2.3624 | 2.953 | 3.5435 | 4.1341 | 4.7247 | 5.3153 | 5.9059 | 6.4965 | 7.0871 | 7.6777 | 8.2683
2019-05-15 10:00 | 43600.4167 | 1.7998 | 2.3998 | 2.9997 | 3.5997 | 4.1996 | 4.7996 | 5.3995 | 5.9995 | 6.5994 | 7.1994 | 7.7993 | 8.3993
2019-05-15 11:00 | 43600.4583 | 1.9405 | 2.5873 | 3.2341 | 3.8809 | 4.5277 | 5.1746 | 5.8214 | 6.4682 | 7.115 | 7.7618 | 8.4087 | 9.0555
2019-05-15 12:00 | 43600.5 | 0.91251 | 1.2167 | 1.5208 | 1.825 | 2.1292 | 2.4334 | 2.7375 | 3.0417 | 3.3459 | 3.65 | 3.9542 | 4.2584
2019-05-15 13:00 | 43600.5417 | 0.1833 | 0.2444 | 0.3055 | 0.3666 | 0.4277 | 0.4888 | 0.5499 | 0.611 | 0.6721 | 0.7332 | 0.7943 | 0.8554
2019-05-15 14:00 | 43600.5833 | 1.4825 | 1.9767 | 2.4709 | 2.965 | 3.4592 | 3.9534 | 4.4475 | 4.9417 | 5.4359 | 5.93 | 6.4242 | 6.9184
2019-05-15 15:00 | 43600.625 | 1.0267 | 1.3689 | 1.7112 | 2.0534 | 2.3956 | 2.7379 | 3.0801 | 3.4223 | 3.7646 | 4.1068 | 4.449 | 4.7913
2019-05-15 16:00 | 43600.6667 | 0.84808 | 1.1308 | 1.4135 | 1.6962 | 1.9788 | 2.2615 | 2.5442 | 2.8269 | 3.1096 | 3.3923 | 3.675 | 3.9577
2019-05-15 17:00 | 43600.7083 | 0.24964 | 0.33286 | 0.41607 | 0.49929 | 0.5825 | 0.66572 | 0.74893 | 0.83215 | 0.91536 | 0.99858 | 1.0818 | 1.165
2019-05-15 18:00 | 43600.75 | 0.16064 | 0.21419 | 0.26773 | 0.32128 | 0.37483 | 0.42837 | 0.48192 | 0.53546 | 0.58901 | 0.64256 | 0.6961 | 0.74965
2019-05-15 19:00 | 43600.7917 | 0.051279 | 0.068372 | 0.085465 | 0.10256 | 0.11965 | 0.13674 | 0.15384 | 0.17093 | 0.18802 | 0.20512 | 0.22221 | 0.2393
2019-05-15 20:00 | 43600.8333 | 0.0030176 | 0.0040235 | 0.0050293 | 0.0060352 | 0.0070411 | 0.0080469 | 0.0090528 | 0.010059 | 0.011065 | 0.01207 | 0.013076 | 0.014082
2019-05-15 21:00 | 43600.875 | 0 | 0 | 0 | 0 | 0 | 0 | 0 | 0 | 0 | 0 | 0 | 0
2019-05-15 22:00 | 43600.9167 | 0 | 0 | 0 | 0 | 0 | 0 | 0 | 0 | 0 | 0 | 0 | 0
2019-05-15 23:00 | 43600.9583 | 0 | 0 | 0 | 0 | 0 | 0 | 0 | 0 | 0 | 0 | 0 | 0
2019-05-16 | 43601 | 0 | 0 | 0 | 0 | 0 | 0 | 0 | 0 | 0 | 0 | 0 | 0
2019-05-16 01:00 | 43601.0417 | 0 | 0 | 0 | 0 | 0 | 0 | 0 | 0 | 0 | 0 | 0 | 0
2019-05-16 02:00 | 43601.0833 | 0 | 0 | 0 | 0 | 0 | 0 | 0 | 0 | 0 | 0 | 0 | 0
2019-05-16 03:00 | 43601.125 | 0 | 0 | 0 | 0 | 0 | 0 | 0 | 0 | 0 | 0 | 0 | 0
2019-05-16 04:00 | 43601.1667 | 0 | 0 | 0 | 0 | 0 | 0 | 0 | 0 | 0 | 0 | 0 | 0
2019-05-16 05:00 | 43601.2083 | 0 | 0 | 0 | 0 | 0 | 0 | 0 | 0 | 0 | 0 | 0 | 0
2019-05-16 06:00 | 43601.25 | 0.038595 | 0.05146 | 0.064325 | 0.07719 | 0.090055 | 0.10292 | 0.11578 | 0.12865 | 0.14151 | 0.15438 | 0.16724 | 0.18011
2019-05-16 07:00 | 43601.2917 | 0.27339 | 0.36452 | 0.45564 | 0.54677 | 0.6379 | 0.72903 | 0.82016 | 0.91129 | 1.0024 | 1.0935 | 1.1847 | 1.2758
2019-05-16 08:00 | 43601.3333 | 0.66801 | 0.89068 | 1.1134 | 1.336 | 1.5587 | 1.7814 | 2.004 | 2.2267 | 2.4494 | 2.6721 | 2.8947 | 3.1174
2019-05-16 09:00 | 43601.375 | 1.0706 | 1.4275 | 1.7843 | 2.1412 | 2.4981 | 2.8549 | 3.2118 | 3.5687 | 3.9255 | 4.2824 | 4.6393 | 4.9961
2019-05-16 10:00 | 43601.4167 | 1.416 | 1.888 | 2.36 | 2.832 | 3.304 | 3.776 | 4.248 | 4.72 | 5.192 | 5.664 | 6.136 | 6.608
2019-05-16 11:00 | 43601.4583 | 1.7128 | 2.2837 | 2.8547 | 3.4256 | 3.9965 | 4.5675 | 5.1384 | 5.7094 | 6.2803 | 6.8512 | 7.4222 | 7.9931
2019-05-16 12:00 | 43601.5 | 1.9747 | 2.6329 | 3.2911 | 3.9494 | 4.6076 | 5.2658 | 5.9241 | 6.5823 | 7.2405 | 7.8988 | 8.557 | 9.2152
2019-05-16 13:00 | 43601.5417 | 2.0651 | 2.7535 | 3.4418 | 4.1302 | 4.8186 | 5.5069 | 6.1953 | 6.8837 | 7.572 | 8.2604 | 8.9487 | 9.6371
2019-05-16 14:00 | 43601.5833 | 1.756 | 2.3413 | 2.9266 | 3.5119 | 4.0972 | 4.6826 | 5.2679 | 5.8532 | 6.4385 | 7.0238 | 7.6092 | 8.1945
2019-05-16 15:00 | 43601.625 | 1.4999 | 1.9999 | 2.4999 | 2.9999 | 3.4999 | 3.9998 | 4.4998 | 4.9998 | 5.4998 | 5.9998 | 6.4997 | 6.9997
2019-05-16 16:00 | 43601.6667 | 1.191 | 1.588 | 1.985 | 2.382 | 2.779 | 3.176 | 3.573 | 3.97 | 4.367 | 4.764 | 5.161 | 5.5579
2019-05-16 17:00 | 43601.7083 | 0.79645 | 1.0619 | 1.3274 | 1.5929 | 1.8584 | 2.1239 | 2.3893 | 2.6548 | 2.9203 | 3.1858 | 3.4513 | 3.7167
2019-05-16 18:00 | 43601.75 | 0.45868 | 0.61158 | 0.76447 | 0.91737 | 1.0703 | 1.2232 | 1.3761 | 1.5289 | 1.6818 | 1.8347 | 1.9876 | 2.1405
2019-05-16 19:00 | 43601.7917 | 0.15211 | 0.20281 | 0.25352 | 0.30422 | 0.35493 | 0.40563 | 0.45633 | 0.50704 | 0.55774 | 0.60844 | 0.65915 | 0.70985
2019-05-16 20:00 | 43601.8333 | 0.0030176 | 0.0040235 | 0.0050293 | 0.0060352 | 0.0070411 | 0.0080469 | 0.0090528 | 0.010059 | 0.011065 | 0.01207 | 0.013076 | 0.014082
2019-05-16 21:00 | 43601.875 | 0 | 0 | 0 | 0 | 0 | 0 | 0 | 0 | 0 | 0 | 0 | 0
2019-05-16 22:00 | 43601.9167 | 0 | 0 | 0 | 0 | 0 | 0 | 0 | 0 | 0 | 0 | 0 | 0
2019-05-16 23:00 | 43601.9583 | 0 | 0 | 0 | 0 | 0 | 0 | 0 | 0 | 0 | 0 | 0 | 0
2019-05-17 | 43602 | 0 | 0 | 0 | 0 | 0 | 0 | 0 | 0 | 0 | 0 | 0 | 0
2019-05-17 01:00 | 43602.0417 | 0 | 0 | 0 | 0 | 0 | 0 | 0 | 0 | 0 | 0 | 0 | 0
2019-05-17 02:00 | 43602.0833 | 0 | 0 | 0 | 0 | 0 | 0 | 0 | 0 | 0 | 0 | 0 | 0
2019-05-17 03:00 | 43602.125 | 0 | 0 | 0 | 0 | 0 | 0 | 0 | 0 | 0 | 0 | 0 | 0
2019-05-17 04:00 | 43602.1667 | 0 | 0 | 0 | 0 | 0 | 0 | 0 | 0 | 0 | 0 | 0 | 0
2019-05-17 05:00 | 43602.2083 | 0 | 0 | 0 | 0 | 0 | 0 | 0 | 0 | 0 | 0 | 0 | 0
2019-05-17 06:00 | 43602.25 | 0.011453 | 0.015271 | 0.019089 | 0.022906 | 0.026724 | 0.030542 | 0.03436 | 0.038177 | 0.041995 | 0.045813 | 0.049631 | 0.053448
2019-05-17 07:00 | 43602.2917 | 0.25785 | 0.34381 | 0.42976 | 0.51571 | 0.60166 | 0.68761 | 0.77356 | 0.85951 | 0.94547 | 1.0314 | 1.1174 | 1.2033
2019-05-17 08:00 | 43602.3333 | 0.47099 | 0.62798 | 0.78498 | 0.94197 | 1.099 | 1.256 | 1.413 | 1.57 | 1.7269 | 1.8839 | 2.0409 | 2.1979
2019-05-17 09:00 | 43602.375 | 0.51783 | 0.69044 | 0.86306 | 1.0357 | 1.2083 | 1.3809 | 1.5535 | 1.7261 | 1.8987 | 2.0713 | 2.2439 | 2.4166
2019-05-17 10:00 | 43602.4167 | 0.33732 | 0.44976 | 0.5622 | 0.67463 | 0.78707 | 0.89951 | 1.012 | 1.1244 | 1.2368 | 1.3493 | 1.4617 | 1.5741
2019-05-17 11:00 | 43602.4583 | 1.0796 | 1.4395 | 1.7993 | 2.1592 | 2.519 | 2.8789 | 3.2388 | 3.5986 | 3.9585 | 4.3184 | 4.6782 | 5.0381
2019-05-17 12:00 | 43602.5 | 1.5519 | 2.0693 | 2.5866 | 3.1039 | 3.6212 | 4.1385 | 4.6558 | 5.1731 | 5.6904 | 6.2078 | 6.7251 | 7.2424
2019-05-17 13:00 | 43602.5417 | 2.0021 | 2.6695 | 3.3369 | 4.0043 | 4.6716 | 5.339 | 6.0064 | 6.6738 | 7.3412 | 8.0085 | 8.6759 | 9.3433
2019-05-17 14:00 | 43602.5833 | 2.8818 | 3.8424 | 4.803 | 5.7636 | 6.7242 | 7.6848 | 8.6455 | 9.6061 | 10.5667 | 11.5273 | 12.4879 | 13.4485
2019-05-17 15:00 | 43602.625 | 2.7689 | 3.6919 | 4.6148 | 5.5378 | 6.4608 | 7.3837 | 8.3067 | 9.2297 | 10.1526 | 11.0756 | 11.9986 | 12.9215
2019-05-17 16:00 | 43602.6667 | 1.6071 | 2.1428 | 2.6785 | 3.2142 | 3.7499 | 4.2856 | 4.8213 | 5.357 | 5.8927 | 6.4284 | 6.9641 | 7.4998
2019-05-17 17:00 | 43602.7083 | 1.1424 | 1.5231 | 1.9039 | 2.2847 | 2.6655 | 3.0463 | 3.4271 | 3.8079 | 4.1886 | 4.5694 | 4.9502 | 5.331
2019-05-17 18:00 | 43602.75 | 0.53376 | 0.71168 | 0.88961 | 1.0675 | 1.2454 | 1.4234 | 1.6013 | 1.7792 | 1.9571 | 2.1351 | 2.313 | 2.4909
2019-05-17 19:00 | 43602.7917 | 0.14888 | 0.19851 | 0.24814 | 0.29777 | 0.3474 | 0.39702 | 0.44665 | 0.49628 | 0.54591 | 0.59553 | 0.64516 | 0.69479
2019-05-17 20:00 | 43602.8333 | 0.044064 | 0.058752 | 0.073439 | 0.088127 | 0.10282 | 0.1175 | 0.13219 | 0.14688 | 0.16157 | 0.17625 | 0.19094 | 0.20563
2019-05-17 21:00 | 43602.875 | 0 | 0 | 0 | 0 | 0 | 0 | 0 | 0 | 0 | 0 | 0 | 0
2019-05-17 22:00 | 43602.9167 | 0 | 0 | 0 | 0 | 0 | 0 | 0 | 0 | 0 | 0 | 0 | 0
2019-05-17 23:00 | 43602.9583 | 0 | 0 | 0 | 0 | 0 | 0 | 0 | 0 | 0 | 0 | 0 | 0
2019-05-18 | 43603 | 0 | 0 | 0 | 0 | 0 | 0 | 0 | 0 | 0 | 0 | 0 | 0
2019-05-18 01:00 | 43603.0417 | 0 | 0 | 0 | 0 | 0 | 0 | 0 | 0 | 0 | 0 | 0 | 0
2019-05-18 02:00 | 43603.0833 | 0 | 0 | 0 | 0 | 0 | 0 | 0 | 0 | 0 | 0 | 0 | 0
2019-05-18 03:00 | 43603.125 | 0 | 0 | 0 | 0 | 0 | 0 | 0 | 0 | 0 | 0 | 0 | 0
2019-05-18 04:00 | 43603.1667 | 0 | 0 | 0 | 0 | 0 | 0 | 0 | 0 | 0 | 0 | 0 | 0
2019-05-18 05:00 | 43603.2083 | 0 | 0 | 0 | 0 | 0 | 0 | 0 | 0 | 0 | 0 | 0 | 0
2019-05-18 06:00 | 43603.25 | 0.01807 | 0.024093 | 0.030117 | 0.03614 | 0.042164 | 0.048187 | 0.05421 | 0.060234 | 0.066257 | 0.07228 | 0.078304 | 0.084327
2019-05-18 07:00 | 43603.2917 | 0.28043 | 0.3739 | 0.46738 | 0.56085 | 0.65433 | 0.7478 | 0.84128 | 0.93475 | 1.0282 | 1.1217 | 1.2152 | 1.3087
2019-05-18 08:00 | 43603.3333 | 0.76329 | 1.0177 | 1.2722 | 1.5266 | 1.781 | 2.0354 | 2.2899 | 2.5443 | 2.7987 | 3.0532 | 3.3076 | 3.562
2019-05-18 09:00 | 43603.375 | 0.98406 | 1.3121 | 1.6401 | 1.9681 | 2.2961 | 2.6242 | 2.9522 | 3.2802 | 3.6082 | 3.9362 | 4.2643 | 4.5923
2019-05-18 10:00 | 43603.4167 | 1.213 | 1.6174 | 2.0217 | 2.4261 | 2.8304 | 3.2348 | 3.6391 | 4.0435 | 4.4478 | 4.8522 | 5.2565 | 5.6609
2019-05-18 11:00 | 43603.4583 | 1.2403 | 1.6537 | 2.0671 | 2.4806 | 2.894 | 3.3074 | 3.7209 | 4.1343 | 4.5477 | 4.9611 | 5.3746 | 5.788
2019-05-18 12:00 | 43603.5 | 1.5189 | 2.0252 | 2.5315 | 3.0379 | 3.5442 | 4.0505 | 4.5568 | 5.0631 | 5.5694 | 6.0757 | 6.582 | 7.0883
2019-05-18 13:00 | 43603.5417 | 1.8542 | 2.4723 | 3.0904 | 3.7085 | 4.3266 | 4.9446 | 5.5627 | 6.1808 | 6.7989 | 7.417 | 8.035 | 8.6531
2019-05-18 14:00 | 43603.5833 | 1.6694 | 2.2259 | 2.7823 | 3.3388 | 3.8953 | 4.4517 | 5.0082 | 5.5647 | 6.1211 | 6.6776 | 7.2341 | 7.7905
2019-05-18 15:00 | 43603.625 | 1.4576 | 1.9435 | 2.4293 | 2.9152 | 3.401 | 3.8869 | 4.3728 | 4.8586 | 5.3445 | 5.8304 | 6.3162 | 6.8021
2019-05-18 16:00 | 43603.6667 | 1.1362 | 1.515 | 1.8937 | 2.2724 | 2.6512 | 3.0299 | 3.4087 | 3.7874 | 4.1661 | 4.5449 | 4.9236 | 5.3024
2019-05-18 17:00 | 43603.7083 | 0.9193 | 1.2257 | 1.5322 | 1.8386 | 2.145 | 2.4515 | 2.7579 | 3.0643 | 3.3708 | 3.6772 | 3.9836 | 4.2901
2019-05-18 18:00 | 43603.75 | 0.66345 | 0.8846 | 1.1058 | 1.3269 | 1.5481 | 1.7692 | 1.9904 | 2.2115 | 2.4327 | 2.6538 | 2.875 | 3.0961
2019-05-18 19:00 | 43603.7917 | 0.16234 | 0.21646 | 0.27057 | 0.32469 | 0.3788 | 0.43291 | 0.48703 | 0.54114 | 0.59526 | 0.64937 | 0.70349 | 0.7576
2019-05-18 20:00 | 43603.8333 | 0.02314 | 0.030853 | 0.038567 | 0.04628 | 0.053993 | 0.061707 | 0.06942 | 0.077133 | 0.084847 | 0.09256 | 0.10027 | 0.10799
2019-05-18 21:00 | 43603.875 | 0 | 0 | 0 | 0 | 0 | 0 | 0 | 0 | 0 | 0 | 0 | 0
2019-05-18 22:00 | 43603.9167 | 0 | 0 | 0 | 0 | 0 | 0 | 0 | 0 | 0 | 0 | 0 | 0
2019-05-18 23:00 | 43603.9583 | 0 | 0 | 0 | 0 | 0 | 0 | 0 | 0 | 0 | 0 | 0 | 0
2019-05-19 | 43604 | 0 | 0 | 0 | 0 | 0 | 0 | 0 | 0 | 0 | 0 | 0 | 0
2019-05-19 01:00 | 43604.0417 | 0 | 0 | 0 | 0 | 0 | 0 | 0 | 0 | 0 | 0 | 0 | 0
2019-05-19 02:00 | 43604.0833 | 0 | 0 | 0 | 0 | 0 | 0 | 0 | 0 | 0 | 0 | 0 | 0
2019-05-19 03:00 | 43604.125 | 0 | 0 | 0 | 0 | 0 | 0 | 0 | 0 | 0 | 0 | 0 | 0
2019-05-19 04:00 | 43604.1667 | 0 | 0 | 0 | 0 | 0 | 0 | 0 | 0 | 0 | 0 | 0 | 0
2019-05-19 05:00 | 43604.2083 | 0 | 0 | 0 | 0 | 0 | 0 | 0 | 0 | 0 | 0 | 0 | 0
2019-05-19 06:00 | 43604.25 | 0.026078 | 0.034771 | 0.043464 | 0.052157 | 0.060849 | 0.069542 | 0.078235 | 0.086928 | 0.09562 | 0.10431 | 0.11301 | 0.1217
2019-05-19 07:00 | 43604.2917 | 0.13824 | 0.18432 | 0.2304 | 0.27648 | 0.32256 | 0.36864 | 0.41472 | 0.4608 | 0.50688 | 0.55297 | 0.59905 | 0.64513
2019-05-19 08:00 | 43604.3333 | 0.21588 | 0.28784 | 0.3598 | 0.43175 | 0.50371 | 0.57567 | 0.64763 | 0.71959 | 0.79155 | 0.86351 | 0.93547 | 1.0074
2019-05-19 09:00 | 43604.375 | 0.39864 | 0.53152 | 0.6644 | 0.79728 | 0.93016 | 1.063 | 1.1959 | 1.3288 | 1.4617 | 1.5946 | 1.7274 | 1.8603
2019-05-19 10:00 | 43604.4167 | 0.39315 | 0.5242 | 0.65525 | 0.7863 | 0.91735 | 1.0484 | 1.1795 | 1.3105 | 1.4416 | 1.5726 | 1.7037 | 1.8347
2019-05-19 11:00 | 43604.4583 | 0.65985 | 0.87981 | 1.0998 | 1.3197 | 1.5397 | 1.7596 | 1.9796 | 2.1995 | 2.4195 | 2.6394 | 2.8594 | 3.0793
2019-05-19 12:00 | 43604.5 | 0.54346 | 0.72461 | 0.90576 | 1.0869 | 1.2681 | 1.4492 | 1.6304 | 1.8115 | 1.9927 | 2.1738 | 2.355 | 2.5361
2019-05-19 13:00 | 43604.5417 | 0.61018 | 0.81357 | 1.017 | 1.2204 | 1.4238 | 1.6271 | 1.8305 | 2.0339 | 2.2373 | 2.4407 | 2.6441 | 2.8475
2019-05-19 14:00 | 43604.5833 | 0.68806 | 0.91741 | 1.1468 | 1.3761 | 1.6055 | 1.8348 | 2.0642 | 2.2935 | 2.5229 | 2.7522 | 2.9816 | 3.2109
2019-05-19 15:00 | 43604.625 | 0.65435 | 0.87247 | 1.0906 | 1.3087 | 1.5268 | 1.7449 | 1.9631 | 2.1812 | 2.3993 | 2.6174 | 2.8355 | 3.0536
2019-05-19 16:00 | 43604.6667 | 0.52949 | 0.70599 | 0.88249 | 1.059 | 1.2355 | 1.412 | 1.5885 | 1.765 | 1.9415 | 2.118 | 2.2945 | 2.471
2019-05-19 17:00 | 43604.7083 | 0.33442 | 0.4459 | 0.55737 | 0.66885 | 0.78032 | 0.8918 | 1.0033 | 1.1147 | 1.2262 | 1.3377 | 1.4492 | 1.5606
2019-05-19 18:00 | 43604.75 | 0.24358 | 0.32477 | 0.40597 | 0.48716 | 0.56835 | 0.64955 | 0.73074 | 0.81194 | 0.89313 | 0.97432 | 1.0555 | 1.1367
2019-05-19 19:00 | 43604.7917 | 0.15451 | 0.20601 | 0.25751 | 0.30902 | 0.36052 | 0.41202 | 0.46353 | 0.51503 | 0.56653 | 0.61804 | 0.66954 | 0.72104
2019-05-19 20:00 | 43604.8333 | 0.014506 | 0.019341 | 0.024176 | 0.029011 | 0.033846 | 0.038682 | 0.043517 | 0.048352 | 0.053187 | 0.058022 | 0.062858 | 0.067693
2019-05-19 21:00 | 43604.875 | 0 | 0 | 0 | 0 | 0 | 0 | 0 | 0 | 0 | 0 | 0 | 0
2019-05-19 22:00 | 43604.9167 | 0 | 0 | 0 | 0 | 0 | 0 | 0 | 0 | 0 | 0 | 0 | 0
2019-05-19 23:00 | 43604.9583 | 0 | 0 | 0 | 0 | 0 | 0 | 0 | 0 | 0 | 0 | 0 | 0
2019-05-20 | 43605 | 0 | 0 | 0 | 0 | 0 | 0 | 0 | 0 | 0 | 0 | 0 | 0
2019-05-20 01:00 | 43605.0417 | 0 | 0 | 0 | 0 | 0 | 0 | 0 | 0 | 0 | 0 | 0 | 0
2019-05-20 02:00 | 43605.0833 | 0 | 0 | 0 | 0 | 0 | 0 | 0 | 0 | 0 | 0 | 0 | 0
2019-05-20 03:00 | 43605.125 | 0 | 0 | 0 | 0 | 0 | 0 | 0 | 0 | 0 | 0 | 0 | 0
2019-05-20 04:00 | 43605.1667 | 0 | 0 | 0 | 0 | 0 | 0 | 0 | 0 | 0 | 0 | 0 | 0
2019-05-20 05:00 | 43605.2083 | 0 | 0 | 0 | 0 | 0 | 0 | 0 | 0 | 0 | 0 | 0 | 0
2019-05-20 06:00 | 43605.25 | 0.061785 | 0.08238 | 0.10298 | 0.12357 | 0.14417 | 0.16476 | 0.18536 | 0.20595 | 0.22655 | 0.24714 | 0.26774 | 0.28833
2019-05-20 07:00 | 43605.2917 | 0.24863 | 0.3315 | 0.41438 | 0.49725 | 0.58013 | 0.663 | 0.74588 | 0.82875 | 0.91163 | 0.9945 | 1.0774 | 1.1603
2019-05-20 08:00 | 43605.3333 | 0.56262 | 0.75016 | 0.9377 | 1.1252 | 1.3128 | 1.5003 | 1.6879 | 1.8754 | 2.0629 | 2.2505 | 2.438 | 2.6256
2019-05-20 09:00 | 43605.375 | 0.78095 | 1.0413 | 1.3016 | 1.5619 | 1.8222 | 2.0825 | 2.3429 | 2.6032 | 2.8635 | 3.1238 | 3.3841 | 3.6444
2019-05-20 10:00 | 43605.4167 | 1.1247 | 1.4995 | 1.8744 | 2.2493 | 2.6242 | 2.9991 | 3.374 | 3.7489 | 4.1237 | 4.4986 | 4.8735 | 5.2484
2019-05-20 11:00 | 43605.4583 | 1.3334 | 1.7778 | 2.2223 | 2.6667 | 3.1112 | 3.5556 | 4.0001 | 4.4446 | 4.889 | 5.3335 | 5.7779 | 6.2224
2019-05-20 12:00 | 43605.5 | 1.4249 | 1.8999 | 2.3748 | 2.8498 | 3.3248 | 3.7997 | 4.2747 | 4.7497 | 5.2247 | 5.6996 | 6.1746 | 6.6496
2019-05-20 13:00 | 43605.5417 | 1.4706 | 1.9608 | 2.451 | 2.9412 | 3.4313 | 3.9215 | 4.4117 | 4.9019 | 5.3921 | 5.8823 | 6.3725 | 6.8627
2019-05-20 14:00 | 43605.5833 | 1.0709 | 1.4279 | 1.7848 | 2.1418 | 2.4988 | 2.8557 | 3.2127 | 3.5696 | 3.9266 | 4.2836 | 4.6405 | 4.9975
2019-05-20 15:00 | 43605.625 | 0.90402 | 1.2054 | 1.5067 | 1.808 | 2.1094 | 2.4107 | 2.7121 | 3.0134 | 3.3147 | 3.6161 | 3.9174 | 4.2188
2019-05-20 16:00 | 43605.6667 | 0.77624 | 1.035 | 1.2937 | 1.5525 | 1.8112 | 2.07 | 2.3287 | 2.5875 | 2.8462 | 3.1049 | 3.3637 | 3.6224
2019-05-20 17:00 | 43605.7083 | 0.51394 | 0.68525 | 0.85656 | 1.0279 | 1.1992 | 1.3705 | 1.5418 | 1.7131 | 1.8844 | 2.0557 | 2.2271 | 2.3984
2019-05-20 18:00 | 43605.75 | 0.29672 | 0.39562 | 0.49453 | 0.59343 | 0.69234 | 0.79124 | 0.89015 | 0.98906 | 1.088 | 1.1869 | 1.2858 | 1.3847
2019-05-20 19:00 | 43605.7917 | 0.13848 | 0.18464 | 0.2308 | 0.27696 | 0.32311 | 0.36927 | 0.41543 | 0.46159 | 0.50775 | 0.55391 | 0.60007 | 0.64623
2019-05-20 20:00 | 43605.8333 | 0.0026646 | 0.0035527 | 0.0044409 | 0.0053291 | 0.0062173 | 0.0071055 | 0.0079937 | 0.0088818 | 0.00977 | 0.010658 | 0.011546 | 0.012435
2019-05-20 21:00 | 43605.875 | 0 | 0 | 0 | 0 | 0 | 0 | 0 | 0 | 0 | 0 | 0 | 0
2019-05-20 22:00 | 43605.9167 | 0 | 0 | 0 | 0 | 0 | 0 | 0 | 0 | 0 | 0 | 0 | 0
2019-05-20 23:00 | 43605.9583 | 0 | 0 | 0 | 0 | 0 | 0 | 0 | 0 | 0 | 0 | 0 | 0
2019-05-21 | 43606 | 0 | 0 | 0 | 0 | 0 | 0 | 0 | 0 | 0 | 0 | 0 | 0
2019-05-21 01:00 | 43606.0417 | 0 | 0 | 0 | 0 | 0 | 0 | 0 | 0 | 0 | 0 | 0 | 0
2019-05-21 02:00 | 43606.0833 | 0 | 0 | 0 | 0 | 0 | 0 | 0 | 0 | 0 | 0 | 0 | 0
2019-05-21 03:00 | 43606.125 | 0 | 0 | 0 | 0 | 0 | 0 | 0 | 0 | 0 | 0 | 0 | 0
2019-05-21 04:00 | 43606.1667 | 0 | 0 | 0 | 0 | 0 | 0 | 0 | 0 | 0 | 0 | 0 | 0
2019-05-21 05:00 | 43606.2083 | 0 | 0 | 0 | 0 | 0 | 0 | 0 | 0 | 0 | 0 | 0 | 0
2019-05-21 06:00 | 43606.25 | 0.060663 | 0.080884 | 0.10111 | 0.12133 | 0.14155 | 0.16177 | 0.18199 | 0.20221 | 0.22243 | 0.24265 | 0.26287 | 0.28309
2019-05-21 07:00 | 43606.2917 | 0.24456 | 0.32608 | 0.40759 | 0.48911 | 0.57063 | 0.65215 | 0.73367 | 0.81519 | 0.89671 | 0.97823 | 1.0597 | 1.1413
2019-05-21 08:00 | 43606.3333 | 0.459 | 0.61199 | 0.76499 | 0.91799 | 1.071 | 1.224 | 1.377 | 1.53 | 1.683 | 1.836 | 1.989 | 2.142
2019-05-21 09:00 | 43606.375 | 0.60674 | 0.80899 | 1.0112 | 1.2135 | 1.4157 | 1.618 | 1.8202 | 2.0225 | 2.2247 | 2.427 | 2.6292 | 2.8315
2019-05-21 10:00 | 43606.4167 | 0.89568 | 1.1942 | 1.4928 | 1.7914 | 2.0899 | 2.3885 | 2.687 | 2.9856 | 3.2841 | 3.5827 | 3.8813 | 4.1798
2019-05-21 11:00 | 43606.4583 | 1.0503 | 1.4004 | 1.7505 | 2.1006 | 2.4507 | 2.8008 | 3.1509 | 3.501 | 3.8511 | 4.2012 | 4.5513 | 4.9014
2019-05-21 12:00 | 43606.5 | 1.115 | 1.4866 | 1.8583 | 2.23 | 2.6016 | 2.9733 | 3.3449 | 3.7166 | 4.0882 | 4.4599 | 4.8316 | 5.2032
2019-05-21 13:00 | 43606.5417 | 1.2087 | 1.6116 | 2.0145 | 2.4175 | 2.8204 | 3.2233 | 3.6262 | 4.0291 | 4.432 | 4.8349 | 5.2378 | 5.6407
2019-05-21 14:00 | 43606.5833 | 1.0434 | 1.3911 | 1.7389 | 2.0867 | 2.4345 | 2.7823 | 3.1301 | 3.4778 | 3.8256 | 4.1734 | 4.5212 | 4.869
2019-05-21 15:00 | 43606.625 | 1.0098 | 1.3464 | 1.683 | 2.0196 | 2.3562 | 2.6929 | 3.0295 | 3.3661 | 3.7027 | 4.0393 | 4.3759 | 4.7125
2019-05-21 16:00 | 43606.6667 | 0.83032 | 1.1071 | 1.3839 | 1.6606 | 1.9374 | 2.2142 | 2.4909 | 2.7677 | 3.0445 | 3.3213 | 3.598 | 3.8748
2019-05-21 17:00 | 43606.7083 | 0.54419 | 0.72558 | 0.90698 | 1.0884 | 1.2698 | 1.4512 | 1.6326 | 1.814 | 1.9953 | 2.1767 | 2.3581 | 2.5395
2019-05-21 18:00 | 43606.75 | 0.35233 | 0.46978 | 0.58722 | 0.70467 | 0.82211 | 0.93956 | 1.057 | 1.1744 | 1.2919 | 1.4093 | 1.5268 | 1.6442
2019-05-21 19:00 | 43606.7917 | 0.11014 | 0.14686 | 0.18357 | 0.22029 | 0.257 | 0.29372 | 0.33043 | 0.36715 | 0.40386 | 0.44058 | 0.47729 | 0.51401
2019-05-21 20:00 | 43606.8333 | 0.0028094 | 0.0037459 | 0.0046823 | 0.0056188 | 0.0065552 | 0.0074917 | 0.0084282 | 0.0093646 | 0.010301 | 0.011238 | 0.012174 | 0.01311
2019-05-21 21:00 | 43606.875 | 0 | 0 | 0 | 0 | 0 | 0 | 0 | 0 | 0 | 0 | 0 | 0
2019-05-21 22:00 | 43606.9167 | 0 | 0 | 0 | 0 | 0 | 0 | 0 | 0 | 0 | 0 | 0 | 0
2019-05-21 23:00 | 43606.9583 | 0 | 0 | 0 | 0 | 0 | 0 | 0 | 0 | 0 | 0 | 0 | 0
2019-05-22 | 43607 | 0 | 0 | 0 | 0 | 0 | 0 | 0 | 0 | 0 | 0 | 0 | 0
2019-05-22 01:00 | 43607.0417 | 0 | 0 | 0 | 0 | 0 | 0 | 0 | 0 | 0 | 0 | 0 | 0
2019-05-22 02:00 | 43607.0833 | 0 | 0 | 0 | 0 | 0 | 0 | 0 | 0 | 0 | 0 | 0 | 0
2019-05-22 03:00 | 43607.125 | 0 | 0 | 0 | 0 | 0 | 0 | 0 | 0 | 0 | 0 | 0 | 0
2019-05-22 04:00 | 43607.1667 | 0 | 0 | 0 | 0 | 0 | 0 | 0 | 0 | 0 | 0 | 0 | 0
2019-05-22 05:00 | 43607.2083 | 0 | 0 | 0 | 0 | 0 | 0 | 0 | 0 | 0 | 0 | 0 | 0
2019-05-22 06:00 | 43607.25 | 0.054199 | 0.072266 | 0.090332 | 0.1084 | 0.12647 | 0.14453 | 0.1626 | 0.18066 | 0.19873 | 0.2168 | 0.23486 | 0.25293
2019-05-22 07:00 | 43607.2917 | 0.26714 | 0.35618 | 0.44523 | 0.53428 | 0.62332 | 0.71237 | 0.80141 | 0.89046 | 0.97951 | 1.0686 | 1.1576 | 1.2466
2019-05-22 08:00 | 43607.3333 | 0.78076 | 1.041 | 1.3013 | 1.5615 | 1.8218 | 2.082 | 2.3423 | 2.6025 | 2.8628 | 3.123 | 3.3833 | 3.6435
2019-05-22 09:00 | 43607.375 | 1.3951 | 1.8602 | 2.3252 | 2.7903 | 3.2553 | 3.7204 | 4.1854 | 4.6505 | 5.1155 | 5.5806 | 6.0456 | 6.5106
2019-05-22 10:00 | 43607.4167 | 1.9039 | 2.5386 | 3.1732 | 3.8079 | 4.4425 | 5.0772 | 5.7118 | 6.3465 | 6.9811 | 7.6158 | 8.2504 | 8.885
2019-05-22 11:00 | 43607.4583 | 2.3188 | 3.0917 | 3.8646 | 4.6376 | 5.4105 | 6.1834 | 6.9564 | 7.7293 | 8.5022 | 9.2751 | 10.0481 | 10.821
2019-05-22 12:00 | 43607.5 | 2.5181 | 3.3575 | 4.1969 | 5.0363 | 5.8756 | 6.715 | 7.5544 | 8.3938 | 9.2331 | 10.0725 | 10.9119 | 11.7513
2019-05-22 13:00 | 43607.5417 | 2.6151 | 3.4867 | 4.3584 | 5.2301 | 6.1018 | 6.9735 | 7.8452 | 8.7169 | 9.5885 | 10.4602 | 11.3319 | 12.2036
2019-05-22 14:00 | 43607.5833 | 2.4027 | 3.2037 | 4.0046 | 4.8055 | 5.6064 | 6.4073 | 7.2082 | 8.0092 | 8.8101 | 9.611 | 10.4119 | 11.2128
2019-05-22 15:00 | 43607.625 | 2.1198 | 2.8264 | 3.533 | 4.2396 | 4.9462 | 5.6528 | 6.3594 | 7.066 | 7.7726 | 8.4792 | 9.1858 | 9.8924
2019-05-22 16:00 | 43607.6667 | 1.6262 | 2.1682 | 2.7103 | 3.2524 | 3.7944 | 4.3365 | 4.8786 | 5.4206 | 5.9627 | 6.5047 | 7.0468 | 7.5889
2019-05-22 17:00 | 43607.7083 | 1.0699 | 1.4266 | 1.7832 | 2.1398 | 2.4965 | 2.8531 | 3.2098 | 3.5664 | 3.9231 | 4.2797 | 4.6363 | 4.993
2019-05-22 18:00 | 43607.75 | 0.51766 | 0.69022 | 0.86277 | 1.0353 | 1.2079 | 1.3804 | 1.553 | 1.7255 | 1.8981 | 2.0707 | 2.2432 | 2.4158
2019-05-22 19:00 | 43607.7917 | 0.15259 | 0.20345 | 0.25431 | 0.30518 | 0.35604 | 0.4069 | 0.45776 | 0.50863 | 0.55949 | 0.61035 | 0.66122 | 0.71208
2019-05-22 20:00 | 43607.8333 | 0.011806 | 0.015741 | 0.019676 | 0.023611 | 0.027546 | 0.031481 | 0.035417 | 0.039352 | 0.043287 | 0.047222 | 0.051157 | 0.055092
2019-05-22 21:00 | 43607.875 | 0 | 0 | 0 | 0 | 0 | 0 | 0 | 0 | 0 | 0 | 0 | 0
2019-05-22 22:00 | 43607.9167 | 0 | 0 | 0 | 0 | 0 | 0 | 0 | 0 | 0 | 0 | 0 | 0
2019-05-22 23:00 | 43607.9583 | 0 | 0 | 0 | 0 | 0 | 0 | 0 | 0 | 0 | 0 | 0 | 0
2019-05-23 | 43608 | 0 | 0 | 0 | 0 | 0 | 0 | 0 | 0 | 0 | 0 | 0 | 0
2019-05-23 01:00 | 43608.0417 | 0 | 0 | 0 | 0 | 0 | 0 | 0 | 0 | 0 | 0 | 0 | 0
2019-05-23 02:00 | 43608.0833 | 0 | 0 | 0 | 0 | 0 | 0 | 0 | 0 | 0 | 0 | 0 | 0
2019-05-23 03:00 | 43608.125 | 0 | 0 | 0 | 0 | 0 | 0 | 0 | 0 | 0 | 0 | 0 | 0
2019-05-23 04:00 | 43608.1667 | 0 | 0 | 0 | 0 | 0 | 0 | 0 | 0 | 0 | 0 | 0 | 0
2019-05-23 05:00 | 43608.2083 | 0 | 0 | 0 | 0 | 0 | 0 | 0 | 0 | 0 | 0 | 0 | 0
2019-05-23 06:00 | 43608.25 | 0.038298 | 0.051064 | 0.06383 | 0.076596 | 0.089362 | 0.10213 | 0.11489 | 0.12766 | 0.14043 | 0.15319 | 0.16596 | 0.17872
2019-05-23 07:00 | 43608.2917 | 0.13578 | 0.18104 | 0.2263 | 0.27156 | 0.31682 | 0.36209 | 0.40735 | 0.45261 | 0.49787 | 0.54313 | 0.58839 | 0.63365
2019-05-23 08:00 | 43608.3333 | 0.27255 | 0.3634 | 0.45425 | 0.5451 | 0.63594 | 0.72679 | 0.81764 | 0.90849 | 0.99934 | 1.0902 | 1.181 | 1.2719
2019-05-23 09:00 | 43608.375 | 0.39721 | 0.52962 | 0.66202 | 0.79442 | 0.92683 | 1.0592 | 1.1916 | 1.324 | 1.4564 | 1.5888 | 1.7212 | 1.8537
2019-05-23 10:00 | 43608.4167 | 0.51303 | 0.68404 | 0.85505 | 1.0261 | 1.1971 | 1.3681 | 1.5391 | 1.7101 | 1.8811 | 2.0521 | 2.2231 | 2.3941
2019-05-23 11:00 | 43608.4583 | 0.64906 | 0.86541 | 1.0818 | 1.2981 | 1.5145 | 1.7308 | 1.9472 | 2.1635 | 2.3799 | 2.5962 | 2.8126 | 3.0289
2019-05-23 12:00 | 43608.5 | 0.71124 | 0.94832 | 1.1854 | 1.4225 | 1.6596 | 1.8966 | 2.1337 | 2.3708 | 2.6079 | 2.845 | 3.082 | 3.3191
2019-05-23 13:00 | 43608.5417 | 0.73753 | 0.98337 | 1.2292 | 1.4751 | 1.7209 | 1.9667 | 2.2126 | 2.4584 | 2.7043 | 2.9501 | 3.196 | 3.4418
2019-05-23 14:00 | 43608.5833 | 0.69739 | 0.92986 | 1.1623 | 1.3948 | 1.6273 | 1.8597 | 2.0922 | 2.3246 | 2.5571 | 2.7896 | 3.022 | 3.2545
2019-05-23 15:00 | 43608.625 | 0.56689 | 0.75585 | 0.94481 | 1.1338 | 1.3227 | 1.5117 | 1.7007 | 1.8896 | 2.0786 | 2.2675 | 2.4565 | 2.6455
2019-05-23 16:00 | 43608.6667 | 0.46717 | 0.6229 | 0.77862 | 0.93435 | 1.0901 | 1.2458 | 1.4015 | 1.5572 | 1.713 | 1.8687 | 2.0244 | 2.1801
2019-05-23 17:00 | 43608.7083 | 0.34158 | 0.45543 | 0.56929 | 0.68315 | 0.79701 | 0.91087 | 1.0247 | 1.1386 | 1.2524 | 1.3663 | 1.4802 | 1.594
2019-05-23 18:00 | 43608.75 | 0.21004 | 0.28006 | 0.35007 | 0.42009 | 0.4901 | 0.56012 | 0.63013 | 0.70014 | 0.77016 | 0.84017 | 0.91019 | 0.9802
2019-05-23 19:00 | 43608.7917 | 0.086396 | 0.11519 | 0.14399 | 0.17279 | 0.20159 | 0.23039 | 0.25919 | 0.28799 | 0.31679 | 0.34558 | 0.37438 | 0.40318
2019-05-23 20:00 | 43608.8333 | 0.0028806 | 0.0038409 | 0.0048011 | 0.0057613 | 0.0067215 | 0.0076817 | 0.0086419 | 0.0096022 | 0.010562 | 0.011523 | 0.012483 | 0.013443
2019-05-23 21:00 | 43608.875 | 0 | 0 | 0 | 0 | 0 | 0 | 0 | 0 | 0 | 0 | 0 | 0
2019-05-23 22:00 | 43608.9167 | 0 | 0 | 0 | 0 | 0 | 0 | 0 | 0 | 0 | 0 | 0 | 0
2019-05-23 23:00 | 43608.9583 | 0 | 0 | 0 | 0 | 0 | 0 | 0 | 0 | 0 | 0 | 0 | 0
2019-05-24 | 43609 | 0 | 0 | 0 | 0 | 0 | 0 | 0 | 0 | 0 | 0 | 0 | 0
2019-05-24 01:00 | 43609.0417 | 0 | 0 | 0 | 0 | 0 | 0 | 0 | 0 | 0 | 0 | 0 | 0
2019-05-24 02:00 | 43609.0833 | 0 | 0 | 0 | 0 | 0 | 0 | 0 | 0 | 0 | 0 | 0 | 0
2019-05-24 03:00 | 43609.125 | 0 | 0 | 0 | 0 | 0 | 0 | 0 | 0 | 0 | 0 | 0 | 0
2019-05-24 04:00 | 43609.1667 | 0 | 0 | 0 | 0 | 0 | 0 | 0 | 0 | 0 | 0 | 0 | 0
2019-05-24 05:00 | 43609.2083 | 0 | 0 | 0 | 0 | 0 | 0 | 0 | 0 | 0 | 0 | 0 | 0
2019-05-24 06:00 | 43609.25 | 0.057703 | 0.076938 | 0.096172 | 0.11541 | 0.13464 | 0.15388 | 0.17311 | 0.19234 | 0.21158 | 0.23081 | 0.25005 | 0.26928
2019-05-24 07:00 | 43609.2917 | 0.25779 | 0.34372 | 0.42965 | 0.51558 | 0.60151 | 0.68744 | 0.77337 | 0.8593 | 0.94523 | 1.0312 | 1.1171 | 1.203
2019-05-24 08:00 | 43609.3333 | 0.90572 | 1.2076 | 1.5095 | 1.8114 | 2.1134 | 2.4153 | 2.7172 | 3.0191 | 3.321 | 3.6229 | 3.9248 | 4.2267
2019-05-24 09:00 | 43609.375 | 1.5783 | 2.1045 | 2.6306 | 3.1567 | 3.6828 | 4.2089 | 4.735 | 5.2612 | 5.7873 | 6.3134 | 6.8395 | 7.3656
2019-05-24 10:00 | 43609.4167 | 2.1326 | 2.8434 | 3.5543 | 4.2652 | 4.976 | 5.6869 | 6.3978 | 7.1086 | 7.8195 | 8.5303 | 9.2412 | 9.9521
2019-05-24 11:00 | 43609.4583 | 2.5294 | 3.3726 | 4.2157 | 5.0589 | 5.902 | 6.7452 | 7.5883 | 8.4315 | 9.2746 | 10.1178 | 10.9609 | 11.8041
2019-05-24 12:00 | 43609.5 | 2.7638 | 3.685 | 4.6063 | 5.5275 | 6.4488 | 7.37 | 8.2913 | 9.2125 | 10.1338 | 11.055 | 11.9763 | 12.8975
2019-05-24 13:00 | 43609.5417 | 2.8109 | 3.7479 | 4.6849 | 5.6218 | 6.5588 | 7.4958 | 8.4328 | 9.3697 | 10.3067 | 11.2437 | 12.1806 | 13.1176
2019-05-24 14:00 | 43609.5833 | 2.6381 | 3.5175 | 4.3969 | 5.2763 | 6.1556 | 7.035 | 7.9144 | 8.7938 | 9.6732 | 10.5525 | 11.4319 | 12.3113
2019-05-24 15:00 | 43609.625 | 2.2929 | 3.0572 | 3.8216 | 4.5859 | 5.3502 | 6.1145 | 6.8788 | 7.6431 | 8.4074 | 9.1717 | 9.936 | 10.7004
2019-05-24 16:00 | 43609.6667 | 1.8189 | 2.4252 | 3.0315 | 3.6378 | 4.2441 | 4.8504 | 5.4567 | 6.063 | 6.6693 | 7.2756 | 7.8819 | 8.4882
2019-05-24 17:00 | 43609.7083 | 1.2185 | 1.6247 | 2.0309 | 2.4371 | 2.8433 | 3.2494 | 3.6556 | 4.0618 | 4.468 | 4.8742 | 5.2803 | 5.6865
2019-05-24 18:00 | 43609.75 | 0.59539 | 0.79385 | 0.99232 | 1.1908 | 1.3892 | 1.5877 | 1.7862 | 1.9846 | 2.1831 | 2.3816 | 2.58 | 2.7785
2019-05-24 19:00 | 43609.7917 | 0.16384 | 0.21845 | 0.27307 | 0.32768 | 0.3823 | 0.43691 | 0.49152 | 0.54614 | 0.60075 | 0.65536 | 0.70998 | 0.76459
2019-05-24 20:00 | 43609.8333 | 0.014001 | 0.018669 | 0.023336 | 0.028003 | 0.03267 | 0.037337 | 0.042004 | 0.046671 | 0.051338 | 0.056006 | 0.060673 | 0.06534
2019-05-24 21:00 | 43609.875 | 0 | 0 | 0 | 0 | 0 | 0 | 0 | 0 | 0 | 0 | 0 | 0
2019-05-24 22:00 | 43609.9167 | 0 | 0 | 0 | 0 | 0 | 0 | 0 | 0 | 0 | 0 | 0 | 0
2019-05-24 23:00 | 43609.9583 | 0 | 0 | 0 | 0 | 0 | 0 | 0 | 0 | 0 | 0 | 0 | 0
2019-05-25 | 43610 | 0 | 0 | 0 | 0 | 0 | 0 | 0 | 0 | 0 | 0 | 0 | 0
2019-05-25 01:00 | 43610.0417 | 0 | 0 | 0 | 0 | 0 | 0 | 0 | 0 | 0 | 0 | 0 | 0
2019-05-25 02:00 | 43610.0833 | 0 | 0 | 0 | 0 | 0 | 0 | 0 | 0 | 0 | 0 | 0 | 0
2019-05-25 03:00 | 43610.125 | 0 | 0 | 0 | 0 | 0 | 0 | 0 | 0 | 0 | 0 | 0 | 0
2019-05-25 04:00 | 43610.1667 | 0 | 0 | 0 | 0 | 0 | 0 | 0 | 0 | 0 | 0 | 0 | 0
2019-05-25 05:00 | 43610.2083 | 0 | 0 | 0 | 0 | 0 | 0 | 0 | 0 | 0 | 0 | 0 | 0
2019-05-25 06:00 | 43610.25 | 0.071576 | 0.095435 | 0.11929 | 0.14315 | 0.16701 | 0.19087 | 0.21473 | 0.23859 | 0.26245 | 0.2863 | 0.31016 | 0.33402
2019-05-25 07:00 | 43610.2917 | 0.26074 | 0.34765 | 0.43456 | 0.52147 | 0.60838 | 0.69529 | 0.78221 | 0.86912 | 0.95603 | 1.0429 | 1.1299 | 1.2168
2019-05-25 08:00 | 43610.3333 | 0.4265 | 0.56866 | 0.71083 | 0.853 | 0.99516 | 1.1373 | 1.2795 | 1.4217 | 1.5638 | 1.706 | 1.8482 | 1.9903
2019-05-25 09:00 | 43610.375 | 0.6306 | 0.8408 | 1.051 | 1.2612 | 1.4714 | 1.6816 | 1.8918 | 2.102 | 2.3122 | 2.5224 | 2.7326 | 2.9428
2019-05-25 10:00 | 43610.4167 | 0.94286 | 1.2571 | 1.5714 | 1.8857 | 2.2 | 2.5143 | 2.8286 | 3.1429 | 3.4571 | 3.7714 | 4.0857 | 4.4
2019-05-25 11:00 | 43610.4583 | 1.072 | 1.4293 | 1.7866 | 2.1439 | 2.5013 | 2.8586 | 3.2159 | 3.5732 | 3.9306 | 4.2879 | 4.6452 | 5.0025
2019-05-25 12:00 | 43610.5 | 0.9408 | 1.2544 | 1.568 | 1.8816 | 2.1952 | 2.5088 | 2.8224 | 3.136 | 3.4496 | 3.7632 | 4.0768 | 4.3904
2019-05-25 13:00 | 43610.5417 | 0.88014 | 1.1735 | 1.4669 | 1.7603 | 2.0537 | 2.347 | 2.6404 | 2.9338 | 3.2272 | 3.5206 | 3.8139 | 4.1073
2019-05-25 14:00 | 43610.5833 | 0.83033 | 1.1071 | 1.3839 | 1.6607 | 1.9374 | 2.2142 | 2.491 | 2.7678 | 3.0445 | 3.3213 | 3.5981 | 3.8749
2019-05-25 15:00 | 43610.625 | 0.83779 | 1.117 | 1.3963 | 1.6756 | 1.9548 | 2.2341 | 2.5134 | 2.7926 | 3.0719 | 3.3511 | 3.6304 | 3.9097
2019-05-25 16:00 | 43610.6667 | 0.79098 | 1.0546 | 1.3183 | 1.582 | 1.8456 | 2.1093 | 2.3729 | 2.6366 | 2.9003 | 3.1639 | 3.4276 | 3.6912
2019-05-25 17:00 | 43610.7083 | 0.62313 | 0.83084 | 1.0385 | 1.2463 | 1.454 | 1.6617 | 1.8694 | 2.0771 | 2.2848 | 2.4925 | 2.7002 | 2.9079
2019-05-25 18:00 | 43610.75 | 0.35562 | 0.47416 | 0.59271 | 0.71125 | 0.82979 | 0.94833 | 1.0669 | 1.1854 | 1.304 | 1.4225 | 1.541 | 1.6596
2019-05-25 19:00 | 43610.7917 | 0.16151 | 0.21535 | 0.26919 | 0.32302 | 0.37686 | 0.4307 | 0.48454 | 0.53837 | 0.59221 | 0.64605 | 0.69989 | 0.75372
2019-05-25 20:00 | 43610.8333 | 0.0045851 | 0.0061135 | 0.0076419 | 0.0091702 | 0.010699 | 0.012227 | 0.013755 | 0.015284 | 0.016812 | 0.01834 | 0.019869 | 0.021397
2019-05-25 21:00 | 43610.875 | 0 | 0 | 0 | 0 | 0 | 0 | 0 | 0 | 0 | 0 | 0 | 0
2019-05-25 22:00 | 43610.9167 | 0 | 0 | 0 | 0 | 0 | 0 | 0 | 0 | 0 | 0 | 0 | 0
2019-05-25 23:00 | 43610.9583 | 0 | 0 | 0 | 0 | 0 | 0 | 0 | 0 | 0 | 0 | 0 | 0
2019-05-26 | 43611 | 0 | 0 | 0 | 0 | 0 | 0 | 0 | 0 | 0 | 0 | 0 | 0
2019-05-26 01:00 | 43611.0417 | 0 | 0 | 0 | 0 | 0 | 0 | 0 | 0 | 0 | 0 | 0 | 0
2019-05-26 02:00 | 43611.0833 | 0 | 0 | 0 | 0 | 0 | 0 | 0 | 0 | 0 | 0 | 0 | 0
2019-05-26 03:00 | 43611.125 | 0 | 0 | 0 | 0 | 0 | 0 | 0 | 0 | 0 | 0 | 0 | 0
2019-05-26 04:00 | 43611.1667 | 0 | 0 | 0 | 0 | 0 | 0 | 0 | 0 | 0 | 0 | 0 | 0
2019-05-26 05:00 | 43611.2083 | 0 | 0 | 0 | 0 | 0 | 0 | 0 | 0 | 0 | 0 | 0 | 0
2019-05-26 06:00 | 43611.25 | 0.077286 | 0.10305 | 0.12881 | 0.15457 | 0.18033 | 0.20609 | 0.23186 | 0.25762 | 0.28338 | 0.30914 | 0.3349 | 0.36067
2019-05-26 07:00 | 43611.2917 | 0.27194 | 0.36259 | 0.45323 | 0.54388 | 0.63453 | 0.72517 | 0.81582 | 0.90647 | 0.99711 | 1.0878 | 1.1784 | 1.2691
2019-05-26 08:00 | 43611.3333 | 0.55188 | 0.73585 | 0.91981 | 1.1038 | 1.2877 | 1.4717 | 1.6557 | 1.8396 | 2.0236 | 2.2075 | 2.3915 | 2.5755
2019-05-26 09:00 | 43611.375 | 0.76361 | 1.0181 | 1.2727 | 1.5272 | 1.7817 | 2.0363 | 2.2908 | 2.5454 | 2.7999 | 3.0544 | 3.309 | 3.5635
2019-05-26 10:00 | 43611.4167 | 1.1489 | 1.5319 | 1.9149 | 2.2979 | 2.6808 | 3.0638 | 3.4468 | 3.8298 | 4.2127 | 4.5957 | 4.9787 | 5.3617
2019-05-26 11:00 | 43611.4583 | 1.3653 | 1.8204 | 2.2755 | 2.7306 | 3.1858 | 3.6409 | 4.096 | 4.5511 | 5.0062 | 5.4613 | 5.9164 | 6.3715
2019-05-26 12:00 | 43611.5 | 1.4131 | 1.8841 | 2.3552 | 2.8262 | 3.2972 | 3.7683 | 4.2393 | 4.7104 | 5.1814 | 5.6524 | 6.1235 | 6.5945
2019-05-26 13:00 | 43611.5417 | 1.4309 | 1.9079 | 2.3848 | 2.8618 | 3.3388 | 3.8158 | 4.2927 | 4.7697 | 5.2467 | 5.7236 | 6.2006 | 6.6776
2019-05-26 14:00 | 43611.5833 | 1.2184 | 1.6246 | 2.0307 | 2.4369 | 2.843 | 3.2492 | 3.6553 | 4.0615 | 4.4676 | 4.8738 | 5.2799 | 5.686
2019-05-26 15:00 | 43611.625 | 1.1277 | 1.5036 | 1.8795 | 2.2554 | 2.6313 | 3.0072 | 3.3831 | 3.759 | 4.1349 | 4.5108 | 4.8867 | 5.2626
2019-05-26 16:00 | 43611.6667 | 0.84321 | 1.1243 | 1.4053 | 1.6864 | 1.9675 | 2.2486 | 2.5296 | 2.8107 | 3.0918 | 3.3728 | 3.6539 | 3.935
2019-05-26 17:00 | 43611.7083 | 0.58139 | 0.77519 | 0.96898 | 1.1628 | 1.3566 | 1.5504 | 1.7442 | 1.938 | 2.1318 | 2.3256 | 2.5194 | 2.7132
2019-05-26 18:00 | 43611.75 | 0.27566 | 0.36754 | 0.45943 | 0.55131 | 0.6432 | 0.73508 | 0.82697 | 0.91886 | 1.0107 | 1.1026 | 1.1945 | 1.2864
2019-05-26 19:00 | 43611.7917 | 0.085229 | 0.11364 | 0.14205 | 0.17046 | 0.19887 | 0.22728 | 0.25569 | 0.2841 | 0.31251 | 0.34092 | 0.36933 | 0.39774
2019-05-26 20:00 | 43611.8333 | 0.0045341 | 0.0060454 | 0.0075568 | 0.0090682 | 0.01058 | 0.012091 | 0.013602 | 0.015114 | 0.016625 | 0.018136 | 0.019648 | 0.021159
2019-05-26 21:00 | 43611.875 | 0 | 0 | 0 | 0 | 0 | 0 | 0 | 0 | 0 | 0 | 0 | 0
2019-05-26 22:00 | 43611.9167 | 0 | 0 | 0 | 0 | 0 | 0 | 0 | 0 | 0 | 0 | 0 | 0
2019-05-26 23:00 | 43611.9583 | 0 | 0 | 0 | 0 | 0 | 0 | 0 | 0 | 0 | 0 | 0 | 0
2019-05-27 | 43612 | 0 | 0 | 0 | 0 | 0 | 0 | 0 | 0 | 0 | 0 | 0 | 0
2019-05-27 01:00 | 43612.0417 | 0 | 0 | 0 | 0 | 0 | 0 | 0 | 0 | 0 | 0 | 0 | 0
2019-05-27 02:00 | 43612.0833 | 0 | 0 | 0 | 0 | 0 | 0 | 0 | 0 | 0 | 0 | 0 | 0
2019-05-27 03:00 | 43612.125 | 0 | 0 | 0 | 0 | 0 | 0 | 0 | 0 | 0 | 0 | 0 | 0
2019-05-27 04:00 | 43612.1667 | 0 | 0 | 0 | 0 | 0 | 0 | 0 | 0 | 0 | 0 | 0 | 0
2019-05-27 05:00 | 43612.2083 | 0 | 0 | 0 | 0 | 0 | 0 | 0 | 0 | 0 | 0 | 0 | 0
2019-05-27 06:00 | 43612.25 | 0.058263 | 0.077684 | 0.097105 | 0.11653 | 0.13595 | 0.15537 | 0.17479 | 0.19421 | 0.21363 | 0.23305 | 0.25247 | 0.2719
2019-05-27 07:00 | 43612.2917 | 0.26376 | 0.35168 | 0.4396 | 0.52752 | 0.61543 | 0.70335 | 0.79127 | 0.87919 | 0.96711 | 1.055 | 1.1429 | 1.2309
2019-05-27 08:00 | 43612.3333 | 0.83055 | 1.1074 | 1.3842 | 1.6611 | 1.9379 | 2.2148 | 2.4916 | 2.7685 | 3.0453 | 3.3222 | 3.599 | 3.8759
2019-05-27 09:00 | 43612.375 | 1.4287 | 1.9049 | 2.3811 | 2.8573 | 3.3336 | 3.8098 | 4.286 | 4.7622 | 5.2385 | 5.7147 | 6.1909 | 6.6671
2019-05-27 10:00 | 43612.4167 | 1.9019 | 2.5358 | 3.1698 | 3.8037 | 4.4377 | 5.0716 | 5.7056 | 6.3396 | 6.9735 | 7.6075 | 8.2414 | 8.8754
2019-05-27 11:00 | 43612.4583 | 2.2574 | 3.0099 | 3.7624 | 4.5148 | 5.2673 | 6.0198 | 6.7723 | 7.5247 | 8.2772 | 9.0297 | 9.7822 | 10.5346
2019-05-27 12:00 | 43612.5 | 2.4444 | 3.2592 | 4.074 | 4.8888 | 5.7036 | 6.5184 | 7.3332 | 8.148 | 8.9628 | 9.7776 | 10.5924 | 11.4072
2019-05-27 13:00 | 43612.5417 | 2.4431 | 3.2574 | 4.0718 | 4.8862 | 5.7005 | 6.5149 | 7.3292 | 8.1436 | 8.9579 | 9.7723 | 10.5867 | 11.401
2019-05-27 14:00 | 43612.5833 | 2.2267 | 2.969 | 3.7112 | 4.4535 | 5.1957 | 5.938 | 6.6802 | 7.4225 | 8.1647 | 8.907 | 9.6492 | 10.3914
2019-05-27 15:00 | 43612.625 | 1.9433 | 2.5911 | 3.2389 | 3.8866 | 4.5344 | 5.1822 | 5.8299 | 6.4777 | 7.1255 | 7.7733 | 8.421 | 9.0688
2019-05-27 16:00 | 43612.6667 | 1.5729 | 2.0972 | 2.6215 | 3.1458 | 3.6701 | 4.1944 | 4.7187 | 5.243 | 5.7673 | 6.2916 | 6.8159 | 7.3402
2019-05-27 17:00 | 43612.7083 | 1.1087 | 1.4782 | 1.8478 | 2.2173 | 2.5869 | 2.9564 | 3.326 | 3.6955 | 4.0651 | 4.4346 | 4.8042 | 5.1737
2019-05-27 18:00 | 43612.75 | 0.5658 | 0.7544 | 0.943 | 1.1316 | 1.3202 | 1.5088 | 1.6974 | 1.886 | 2.0746 | 2.2632 | 2.4518 | 2.6404
2019-05-27 19:00 | 43612.7917 | 0.16192 | 0.21589 | 0.26986 | 0.32383 | 0.3778 | 0.43178 | 0.48575 | 0.53972 | 0.59369 | 0.64766 | 0.70164 | 0.75561
2019-05-27 20:00 | 43612.8333 | 0.022961 | 0.030615 | 0.038269 | 0.045923 | 0.053577 | 0.06123 | 0.068884 | 0.076538 | 0.084192 | 0.091846 | 0.0995 | 0.10715
2019-05-27 21:00 | 43612.875 | 0 | 0 | 0 | 0 | 0 | 0 | 0 | 0 | 0 | 0 | 0 | 0
2019-05-27 22:00 | 43612.9167 | 0 | 0 | 0 | 0 | 0 | 0 | 0 | 0 | 0 | 0 | 0 | 0
2019-05-27 23:00 | 43612.9583 | 0 | 0 | 0 | 0 | 0 | 0 | 0 | 0 | 0 | 0 | 0 | 0
2019-05-28 | 43613 | 0 | 0 | 0 | 0 | 0 | 0 | 0 | 0 | 0 | 0 | 0 | 0
2019-05-28 01:00 | 43613.0417 | 0 | 0 | 0 | 0 | 0 | 0 | 0 | 0 | 0 | 0 | 0 | 0
2019-05-28 02:00 | 43613.0833 | 0 | 0 | 0 | 0 | 0 | 0 | 0 | 0 | 0 | 0 | 0 | 0
2019-05-28 03:00 | 43613.125 | 0 | 0 | 0 | 0 | 0 | 0 | 0 | 0 | 0 | 0 | 0 | 0
2019-05-28 04:00 | 43613.1667 | 0 | 0 | 0 | 0 | 0 | 0 | 0 | 0 | 0 | 0 | 0 | 0
2019-05-28 05:00 | 43613.2083 | 0 | 0 | 0 | 0 | 0 | 0 | 0 | 0 | 0 | 0 | 0 | 0
2019-05-28 06:00 | 43613.25 | 0.036538 | 0.048717 | 0.060896 | 0.073075 | 0.085254 | 0.097433 | 0.10961 | 0.12179 | 0.13397 | 0.14615 | 0.15833 | 0.17051
2019-05-28 07:00 | 43613.2917 | 0.13983 | 0.18644 | 0.23305 | 0.27966 | 0.32627 | 0.37288 | 0.41949 | 0.4661 | 0.51271 | 0.55932 | 0.60593 | 0.65254
2019-05-28 08:00 | 43613.3333 | 0.27905 | 0.37207 | 0.46509 | 0.55811 | 0.65113 | 0.74415 | 0.83716 | 0.93018 | 1.0232 | 1.1162 | 1.2092 | 1.3023
2019-05-28 09:00 | 43613.375 | 0.41765 | 0.55686 | 0.69608 | 0.83529 | 0.97451 | 1.1137 | 1.2529 | 1.3922 | 1.5314 | 1.6706 | 1.8098 | 1.949
2019-05-28 10:00 | 43613.4167 | 0.53018 | 0.70691 | 0.88364 | 1.0604 | 1.2371 | 1.4138 | 1.5905 | 1.7673 | 1.944 | 2.1207 | 2.2975 | 2.4742
2019-05-28 11:00 | 43613.4583 | 0.58388 | 0.77851 | 0.97313 | 1.1678 | 1.3624 | 1.557 | 1.7516 | 1.9463 | 2.1409 | 2.3355 | 2.5302 | 2.7248
2019-05-28 12:00 | 43613.5 | 0.68173 | 0.90897 | 1.1362 | 1.3635 | 1.5907 | 1.8179 | 2.0452 | 2.2724 | 2.4997 | 2.7269 | 2.9542 | 3.1814
2019-05-28 13:00 | 43613.5417 | 0.66601 | 0.88801 | 1.11 | 1.332 | 1.554 | 1.776 | 1.998 | 2.22 | 2.442 | 2.664 | 2.886 | 3.108
2019-05-28 14:00 | 43613.5833 | 0.62033 | 0.8271 | 1.0339 | 1.2407 | 1.4474 | 1.6542 | 1.861 | 2.0678 | 2.2745 | 2.4813 | 2.6881 | 2.8949
2019-05-28 15:00 | 43613.625 | 0.52972 | 0.7063 | 0.88287 | 1.0594 | 1.236 | 1.4126 | 1.5892 | 1.7657 | 1.9423 | 2.1189 | 2.2955 | 2.472
2019-05-28 16:00 | 43613.6667 | 0.44857 | 0.59809 | 0.74762 | 0.89714 | 1.0467 | 1.1962 | 1.3457 | 1.4952 | 1.6448 | 1.7943 | 1.9438 | 2.0933
2019-05-28 17:00 | 43613.7083 | 0.32571 | 0.43428 | 0.54285 | 0.65142 | 0.75999 | 0.86856 | 0.97714 | 1.0857 | 1.1943 | 1.3028 | 1.4114 | 1.52
2019-05-28 18:00 | 43613.75 | 0.20048 | 0.2673 | 0.33413 | 0.40095 | 0.46778 | 0.53461 | 0.60143 | 0.66826 | 0.73508 | 0.80191 | 0.86873 | 0.93556
2019-05-28 19:00 | 43613.7917 | 0.092342 | 0.12312 | 0.1539 | 0.18468 | 0.21546 | 0.24624 | 0.27703 | 0.30781 | 0.33859 | 0.36937 | 0.40015 | 0.43093
2019-05-28 20:00 | 43613.8333 | 0.004211 | 0.0056147 | 0.0070183 | 0.008422 | 0.0098256 | 0.011229 | 0.012633 | 0.014037 | 0.01544 | 0.016844 | 0.018248 | 0.019651
2019-05-28 21:00 | 43613.875 | 0 | 0 | 0 | 0 | 0 | 0 | 0 | 0 | 0 | 0 | 0 | 0
2019-05-28 22:00 | 43613.9167 | 0 | 0 | 0 | 0 | 0 | 0 | 0 | 0 | 0 | 0 | 0 | 0
2019-05-28 23:00 | 43613.9583 | 0 | 0 | 0 | 0 | 0 | 0 | 0 | 0 | 0 | 0 | 0 | 0
2019-05-29 | 43614 | 0 | 0 | 0 | 0 | 0 | 0 | 0 | 0 | 0 | 0 | 0 | 0
2019-05-29 01:00 | 43614.0417 | 0 | 0 | 0 | 0 | 0 | 0 | 0 | 0 | 0 | 0 | 0 | 0
2019-05-29 02:00 | 43614.0833 | 0 | 0 | 0 | 0 | 0 | 0 | 0 | 0 | 0 | 0 | 0 | 0
2019-05-29 03:00 | 43614.125 | 0 | 0 | 0 | 0 | 0 | 0 | 0 | 0 | 0 | 0 | 0 | 0
2019-05-29 04:00 | 43614.1667 | 0 | 0 | 0 | 0 | 0 | 0 | 0 | 0 | 0 | 0 | 0 | 0
2019-05-29 05:00 | 43614.2083 | 0 | 0 | 0 | 0 | 0 | 0 | 0 | 0 | 0 | 0 | 0 | 0
2019-05-29 06:00 | 43614.25 | 0.0621 | 0.0828 | 0.1035 | 0.1242 | 0.1449 | 0.1656 | 0.1863 | 0.207 | 0.2277 | 0.2484 | 0.2691 | 0.2898
2019-05-29 07:00 | 43614.2917 | 0.33005 | 0.44006 | 0.55008 | 0.66009 | 0.77011 | 0.88012 | 0.99014 | 1.1002 | 1.2102 | 1.3202 | 1.4302 | 1.5402
2019-05-29 08:00 | 43614.3333 | 0.18092 | 0.24123 | 0.30154 | 0.36185 | 0.42215 | 0.48246 | 0.54277 | 0.60308 | 0.66338 | 0.72369 | 0.784 | 0.84431
2019-05-29 09:00 | 43614.375 | 0.65615 | 0.87487 | 1.0936 | 1.3123 | 1.531 | 1.7497 | 1.9684 | 2.1872 | 2.4059 | 2.6246 | 2.8433 | 3.062
2019-05-29 10:00 | 43614.4167 | 1.0311 | 1.3748 | 1.7185 | 2.0622 | 2.4059 | 2.7496 | 3.0933 | 3.437 | 3.7807 | 4.1244 | 4.4681 | 4.8118
2019-05-29 11:00 | 43614.4583 | 0.9657 | 1.2876 | 1.6095 | 1.9314 | 2.2533 | 2.5752 | 2.8971 | 3.219 | 3.5409 | 3.8628 | 4.1847 | 4.5066
2019-05-29 12:00 | 43614.5 | 1.6805 | 2.2407 | 2.8009 | 3.361 | 3.9212 | 4.4814 | 5.0416 | 5.6017 | 6.1619 | 6.7221 | 7.2823 | 7.8424
2019-05-29 13:00 | 43614.5417 | 1.613 | 2.1506 | 2.6883 | 3.226 | 3.7636 | 4.3013 | 4.839 | 5.3766 | 5.9143 | 6.4519 | 6.9896 | 7.5273
2019-05-29 14:00 | 43614.5833 | 0.29653 | 0.39537 | 0.49422 | 0.59306 | 0.6919 | 0.79075 | 0.88959 | 0.98843 | 1.0873 | 1.1861 | 1.285 | 1.3838
2019-05-29 15:00 | 43614.625 | 0.35546 | 0.47395 | 0.59243 | 0.71092 | 0.82941 | 0.94789 | 1.0664 | 1.1849 | 1.3034 | 1.4218 | 1.5403 | 1.6588
2019-05-29 16:00 | 43614.6667 | 0.92399 | 1.232 | 1.54 | 1.848 | 2.156 | 2.464 | 2.772 | 3.08 | 3.388 | 3.696 | 4.004 | 4.312
2019-05-29 17:00 | 43614.7083 | 0.74801 | 0.99735 | 1.2467 | 1.496 | 1.7454 | 1.9947 | 2.244 | 2.4934 | 2.7427 | 2.992 | 3.2414 | 3.4907
2019-05-29 18:00 | 43614.75 | 0.61442 | 0.81923 | 1.024 | 1.2288 | 1.4336 | 1.6385 | 1.8433 | 2.0481 | 2.2529 | 2.4577 | 2.6625 | 2.8673
2019-05-29 19:00 | 43614.7917 | 0.16577 | 0.22103 | 0.27629 | 0.33154 | 0.3868 | 0.44206 | 0.49731 | 0.55257 | 0.60783 | 0.66308 | 0.71834 | 0.7736
2019-05-29 20:00 | 43614.8333 | 0.036595 | 0.048793 | 0.060992 | 0.07319 | 0.085389 | 0.097587 | 0.10979 | 0.12198 | 0.13418 | 0.14638 | 0.15858 | 0.17078
2019-05-29 21:00 | 43614.875 | 0 | 0 | 0 | 0 | 0 | 0 | 0 | 0 | 0 | 0 | 0 | 0
2019-05-29 22:00 | 43614.9167 | 0 | 0 | 0 | 0 | 0 | 0 | 0 | 0 | 0 | 0 | 0 | 0
2019-05-29 23:00 | 43614.9583 | 0 | 0 | 0 | 0 | 0 | 0 | 0 | 0 | 0 | 0 | 0 | 0
2019-05-30 | 43615 | 0 | 0 | 0 | 0 | 0 | 0 | 0 | 0 | 0 | 0 | 0 | 0
2019-05-30 01:00 | 43615.0417 | 0 | 0 | 0 | 0 | 0 | 0 | 0 | 0 | 0 | 0 | 0 | 0
2019-05-30 02:00 | 43615.0833 | 0 | 0 | 0 | 0 | 0 | 0 | 0 | 0 | 0 | 0 | 0 | 0
2019-05-30 03:00 | 43615.125 | 0 | 0 | 0 | 0 | 0 | 0 | 0 | 0 | 0 | 0 | 0 | 0
2019-05-30 04:00 | 43615.1667 | 0 | 0 | 0 | 0 | 0 | 0 | 0 | 0 | 0 | 0 | 0 | 0
2019-05-30 05:00 | 43615.2083 | 0 | 0 | 0 | 0 | 0 | 0 | 0 | 0 | 0 | 0 | 0 | 0
2019-05-30 06:00 | 43615.25 | 0.053364 | 0.071152 | 0.08894 | 0.10673 | 0.12452 | 0.1423 | 0.16009 | 0.17788 | 0.19567 | 0.21346 | 0.23125 | 0.24903
2019-05-30 07:00 | 43615.2917 | 0.091755 | 0.12234 | 0.15292 | 0.18351 | 0.21409 | 0.24468 | 0.27526 | 0.30585 | 0.33643 | 0.36702 | 0.3976 | 0.42819
2019-05-30 08:00 | 43615.3333 | 0.10142 | 0.13523 | 0.16904 | 0.20285 | 0.23666 | 0.27047 | 0.30427 | 0.33808 | 0.37189 | 0.4057 | 0.43951 | 0.47332
2019-05-30 09:00 | 43615.375 | 0.35911 | 0.47882 | 0.59852 | 0.71822 | 0.83793 | 0.95763 | 1.0773 | 1.197 | 1.3167 | 1.4364 | 1.5562 | 1.6759
2019-05-30 10:00 | 43615.4167 | 0.63082 | 0.84109 | 1.0514 | 1.2616 | 1.4719 | 1.6822 | 1.8924 | 2.1027 | 2.313 | 2.5233 | 2.7335 | 2.9438
2019-05-30 11:00 | 43615.4583 | 0.88237 | 1.1765 | 1.4706 | 1.7647 | 2.0589 | 2.353 | 2.6471 | 2.9412 | 3.2354 | 3.5295 | 3.8236 | 4.1177
2019-05-30 12:00 | 43615.5 | 0.72798 | 0.97064 | 1.2133 | 1.456 | 1.6986 | 1.9413 | 2.1839 | 2.4266 | 2.6693 | 2.9119 | 3.1546 | 3.3972
2019-05-30 13:00 | 43615.5417 | 1.3809 | 1.8412 | 2.3015 | 2.7618 | 3.2221 | 3.6824 | 4.1427 | 4.603 | 5.0633 | 5.5235 | 5.9838 | 6.4441
2019-05-30 14:00 | 43615.5833 | 1.4148 | 1.8864 | 2.3581 | 2.8297 | 3.3013 | 3.7729 | 4.2445 | 4.7161 | 5.1877 | 5.6593 | 6.1309 | 6.6026
2019-05-30 15:00 | 43615.625 | 1.6354 | 2.1806 | 2.7257 | 3.2708 | 3.816 | 4.3611 | 4.9063 | 5.4514 | 5.9965 | 6.5417 | 7.0868 | 7.632
2019-05-30 16:00 | 43615.6667 | 1.0554 | 1.4072 | 1.759 | 2.1108 | 2.4626 | 2.8144 | 3.1662 | 3.5181 | 3.8699 | 4.2217 | 4.5735 | 4.9253
2019-05-30 17:00 | 43615.7083 | 1.1741 | 1.5655 | 1.9569 | 2.3483 | 2.7397 | 3.1311 | 3.5224 | 3.9138 | 4.3052 | 4.6966 | 5.088 | 5.4793
2019-05-30 18:00 | 43615.75 | 0.59455 | 0.79274 | 0.99092 | 1.1891 | 1.3873 | 1.5855 | 1.7837 | 1.9818 | 2.18 | 2.3782 | 2.5764 | 2.7746
2019-05-30 19:00 | 43615.7917 | 0.1794 | 0.23919 | 0.29899 | 0.35879 | 0.41859 | 0.47839 | 0.53819 | 0.59799 | 0.65778 | 0.71758 | 0.77738 | 0.83718
2019-05-30 20:00 | 43615.8333 | 0.05397 | 0.07196 | 0.08995 | 0.10794 | 0.12593 | 0.14392 | 0.16191 | 0.1799 | 0.19789 | 0.21588 | 0.23387 | 0.25186
2019-05-30 21:00 | 43615.875 | 0 | 0 | 0 | 0 | 0 | 0 | 0 | 0 | 0 | 0 | 0 | 0
2019-05-30 22:00 | 43615.9167 | 0 | 0 | 0 | 0 | 0 | 0 | 0 | 0 | 0 | 0 | 0 | 0
2019-05-30 23:00 | 43615.9583 | 0 | 0 | 0 | 0 | 0 | 0 | 0 | 0 | 0 | 0 | 0 | 0
2019-05-31 | 43616 | 0 | 0 | 0 | 0 | 0 | 0 | 0 | 0 | 0 | 0 | 0 | 0
2019-05-31 01:00 | 43616.0417 | 0 | 0 | 0 | 0 | 0 | 0 | 0 | 0 | 0 | 0 | 0 | 0
2019-05-31 02:00 | 43616.0833 | 0 | 0 | 0 | 0 | 0 | 0 | 0 | 0 | 0 | 0 | 0 | 0
2019-05-31 03:00 | 43616.125 | 0 | 0 | 0 | 0 | 0 | 0 | 0 | 0 | 0 | 0 | 0 | 0
2019-05-31 04:00 | 43616.1667 | 0 | 0 | 0 | 0 | 0 | 0 | 0 | 0 | 0 | 0 | 0 | 0
2019-05-31 05:00 | 43616.2083 | 0 | 0 | 0 | 0 | 0 | 0 | 0 | 0 | 0 | 0 | 0 | 0
2019-05-31 06:00 | 43616.25 | 0.078504 | 0.10467 | 0.13084 | 0.15701 | 0.18318 | 0.20935 | 0.23551 | 0.26168 | 0.28785 | 0.31402 | 0.34019 | 0.36635
2019-05-31 07:00 | 43616.2917 | 0.26675 | 0.35566 | 0.44458 | 0.5335 | 0.62241 | 0.71133 | 0.80024 | 0.88916 | 0.97808 | 1.067 | 1.1559 | 1.2448
2019-05-31 08:00 | 43616.3333 | 0.87758 | 1.1701 | 1.4626 | 1.7552 | 2.0477 | 2.3402 | 2.6327 | 2.9253 | 3.2178 | 3.5103 | 3.8028 | 4.0954
2019-05-31 09:00 | 43616.375 | 1.6138 | 2.1518 | 2.6897 | 3.2277 | 3.7656 | 4.3036 | 4.8415 | 5.3795 | 5.9174 | 6.4553 | 6.9933 | 7.5312
2019-05-31 10:00 | 43616.4167 | 2.3942 | 3.1923 | 3.9903 | 4.7884 | 5.5865 | 6.3845 | 7.1826 | 7.9806 | 8.7787 | 9.5768 | 10.3748 | 11.1729
2019-05-31 11:00 | 43616.4583 | 1.2862 | 1.7149 | 2.1436 | 2.5723 | 3.0011 | 3.4298 | 3.8585 | 4.2872 | 4.7159 | 5.1447 | 5.5734 | 6.0021
2019-05-31 12:00 | 43616.5 | 1.9129 | 2.5506 | 3.1882 | 3.8259 | 4.4635 | 5.1011 | 5.7388 | 6.3764 | 7.0141 | 7.6517 | 8.2894 | 8.927
2019-05-31 13:00 | 43616.5417 | 1.9183 | 2.5577 | 3.1971 | 3.8365 | 4.476 | 5.1154 | 5.7548 | 6.3942 | 7.0337 | 7.6731 | 8.3125 | 8.9519
2019-05-31 14:00 | 43616.5833 | 1.7539 | 2.3385 | 2.9232 | 3.5078 | 4.0924 | 4.6771 | 5.2617 | 5.8463 | 6.431 | 7.0156 | 7.6003 | 8.1849
2019-05-31 15:00 | 43616.625 | 1.3722 | 1.8295 | 2.2869 | 2.7443 | 3.2017 | 3.6591 | 4.1165 | 4.5739 | 5.0312 | 5.4886 | 5.946 | 6.4034
2019-05-31 16:00 | 43616.6667 | 1.0304 | 1.3739 | 1.7174 | 2.0608 | 2.4043 | 2.7478 | 3.0913 | 3.4347 | 3.7782 | 4.1217 | 4.4652 | 4.8086
2019-05-31 17:00 | 43616.7083 | 0.67042 | 0.8939 | 1.1174 | 1.3408 | 1.5643 | 1.7878 | 2.0113 | 2.2347 | 2.4582 | 2.6817 | 2.9052 | 3.1286
2019-05-31 18:00 | 43616.75 | 0.22833 | 0.30444 | 0.38055 | 0.45666 | 0.53277 | 0.60888 | 0.68498 | 0.76109 | 0.8372 | 0.91331 | 0.98942 | 1.0655
2019-05-31 19:00 | 43616.7917 | 0.072677 | 0.096903 | 0.12113 | 0.14535 | 0.16958 | 0.19381 | 0.21803 | 0.24226 | 0.26648 | 0.29071 | 0.31493 | 0.33916
2019-05-31 20:00 | 43616.8333 | 0.0046595 | 0.0062127 | 0.0077658 | 0.009319 | 0.010872 | 0.012425 | 0.013978 | 0.015532 | 0.017085 | 0.018638 | 0.020191 | 0.021744
2019-05-31 21:00 | 43616.875 | 0 | 0 | 0 | 0 | 0 | 0 | 0 | 0 | 0 | 0 | 0 | 0
2019-05-31 22:00 | 43616.9167 | 0 | 0 | 0 | 0 | 0 | 0 | 0 | 0 | 0 | 0 | 0 | 0
2019-05-31 23:00 | 43616.9583 | 0 | 0 | 0 | 0 | 0 | 0 | 0 | 0 | 0 | 0 | 0 | 0
2019-06-01 | 43617 | 0 | 0 | 0 | 0 | 0 | 0 | 0 | 0 | 0 | 0 | 0 | 0
2019-06-01 01:00 | 43617.0417 | 0 | 0 | 0 | 0 | 0 | 0 | 0 | 0 | 0 | 0 | 0 | 0
2019-06-01 02:00 | 43617.0833 | 0 | 0 | 0 | 0 | 0 | 0 | 0 | 0 | 0 | 0 | 0 | 0
2019-06-01 03:00 | 43617.125 | 0 | 0 | 0 | 0 | 0 | 0 | 0 | 0 | 0 | 0 | 0 | 0
2019-06-01 04:00 | 43617.1667 | 0 | 0 | 0 | 0 | 0 | 0 | 0 | 0 | 0 | 0 | 0 | 0
2019-06-01 05:00 | 43617.2083 | 0 | 0 | 0 | 0 | 0 | 0 | 0 | 0 | 0 | 0 | 0 | 0
2019-06-01 06:00 | 43617.25 | 0.057644 | 0.076859 | 0.096073 | 0.11529 | 0.1345 | 0.15372 | 0.17293 | 0.19215 | 0.21136 | 0.23058 | 0.24979 | 0.26901
2019-06-01 07:00 | 43617.2917 | 0.18644 | 0.24858 | 0.31073 | 0.37287 | 0.43502 | 0.49717 | 0.55931 | 0.62146 | 0.6836 | 0.74575 | 0.80789 | 0.87004
2019-06-01 08:00 | 43617.3333 | 0.34812 | 0.46416 | 0.5802 | 0.69624 | 0.81228 | 0.92832 | 1.0444 | 1.1604 | 1.2764 | 1.3925 | 1.5085 | 1.6246
2019-06-01 09:00 | 43617.375 | 0.52822 | 0.7043 | 0.88037 | 1.0564 | 1.2325 | 1.4086 | 1.5847 | 1.7607 | 1.9368 | 2.1129 | 2.289 | 2.465
2019-06-01 10:00 | 43617.4167 | 0.88849 | 1.1847 | 1.4808 | 1.777 | 2.0731 | 2.3693 | 2.6655 | 2.9616 | 3.2578 | 3.554 | 3.8501 | 4.1463
2019-06-01 11:00 | 43617.4583 | 1.4777 | 1.9702 | 2.4628 | 2.9553 | 3.4479 | 3.9405 | 4.433 | 4.9256 | 5.4181 | 5.9107 | 6.4033 | 6.8958
2019-06-01 12:00 | 43617.5 | 1.2598 | 1.6797 | 2.0996 | 2.5195 | 2.9395 | 3.3594 | 3.7793 | 4.1992 | 4.6192 | 5.0391 | 5.459 | 5.8789
2019-06-01 13:00 | 43617.5417 | 1.0507 | 1.401 | 1.7512 | 2.1015 | 2.4517 | 2.802 | 3.1522 | 3.5024 | 3.8527 | 4.2029 | 4.5532 | 4.9034
2019-06-01 14:00 | 43617.5833 | 0.9707 | 1.2943 | 1.6178 | 1.9414 | 2.265 | 2.5885 | 2.9121 | 3.2357 | 3.5592 | 3.8828 | 4.2064 | 4.5299
2019-06-01 15:00 | 43617.625 | 1.3541 | 1.8055 | 2.2569 | 2.7083 | 3.1597 | 3.6111 | 4.0624 | 4.5138 | 4.9652 | 5.4166 | 5.868 | 6.3193
2019-06-01 16:00 | 43617.6667 | 0.65932 | 0.87909 | 1.0989 | 1.3186 | 1.5384 | 1.7582 | 1.9779 | 2.1977 | 2.4175 | 2.6373 | 2.857 | 3.0768
2019-06-01 17:00 | 43617.7083 | 0.95044 | 1.2673 | 1.5841 | 1.9009 | 2.2177 | 2.5345 | 2.8513 | 3.1681 | 3.4849 | 3.8018 | 4.1186 | 4.4354
2019-06-01 18:00 | 43617.75 | 0.5494 | 0.73253 | 0.91567 | 1.0988 | 1.2819 | 1.4651 | 1.6482 | 1.8313 | 2.0145 | 2.1976 | 2.3807 | 2.5639
2019-06-01 19:00 | 43617.7917 | 0.18282 | 0.24376 | 0.30471 | 0.36565 | 0.42659 | 0.48753 | 0.54847 | 0.60941 | 0.67035 | 0.73129 | 0.79224 | 0.85318
2019-06-01 20:00 | 43617.8333 | 0.04057 | 0.054093 | 0.067616 | 0.081139 | 0.094663 | 0.10819 | 0.12171 | 0.13523 | 0.14876 | 0.16228 | 0.1758 | 0.18933
2019-06-01 21:00 | 43617.875 | 0 | 0 | 0 | 0 | 0 | 0 | 0 | 0 | 0 | 0 | 0 | 0
2019-06-01 22:00 | 43617.9167 | 0 | 0 | 0 | 0 | 0 | 0 | 0 | 0 | 0 | 0 | 0 | 0
2019-06-01 23:00 | 43617.9583 | 0 | 0 | 0 | 0 | 0 | 0 | 0 | 0 | 0 | 0 | 0 | 0
2019-06-02 | 43618 | 0 | 0 | 0 | 0 | 0 | 0 | 0 | 0 | 0 | 0 | 0 | 0
2019-06-02 01:00 | 43618.0417 | 0 | 0 | 0 | 0 | 0 | 0 | 0 | 0 | 0 | 0 | 0 | 0
2019-06-02 02:00 | 43618.0833 | 0 | 0 | 0 | 0 | 0 | 0 | 0 | 0 | 0 | 0 | 0 | 0
2019-06-02 03:00 | 43618.125 | 0 | 0 | 0 | 0 | 0 | 0 | 0 | 0 | 0 | 0 | 0 | 0
2019-06-02 04:00 | 43618.1667 | 0 | 0 | 0 | 0 | 0 | 0 | 0 | 0 | 0 | 0 | 0 | 0
2019-06-02 05:00 | 43618.2083 | 0 | 0 | 0 | 0 | 0 | 0 | 0 | 0 | 0 | 0 | 0 | 0
2019-06-02 06:00 | 43618.25 | 0.080565 | 0.10742 | 0.13427 | 0.16113 | 0.18798 | 0.21484 | 0.24169 | 0.26855 | 0.2954 | 0.32226 | 0.34911 | 0.37597
2019-06-02 07:00 | 43618.2917 | 0.1704 | 0.2272 | 0.284 | 0.3408 | 0.39761 | 0.45441 | 0.51121 | 0.56801 | 0.62481 | 0.68161 | 0.73841 | 0.79521
2019-06-02 08:00 | 43618.3333 | 0.20783 | 0.2771 | 0.34638 | 0.41565 | 0.48493 | 0.5542 | 0.62348 | 0.69275 | 0.76203 | 0.83131 | 0.90058 | 0.96986
2019-06-02 09:00 | 43618.375 | 0.29998 | 0.39997 | 0.49996 | 0.59995 | 0.69994 | 0.79994 | 0.89993 | 0.99992 | 1.0999 | 1.1999 | 1.2999 | 1.3999
2019-06-02 10:00 | 43618.4167 | 0.94016 | 1.2536 | 1.5669 | 1.8803 | 2.1937 | 2.5071 | 2.8205 | 3.1339 | 3.4473 | 3.7607 | 4.074 | 4.3874
2019-06-02 11:00 | 43618.4583 | 0.88594 | 1.1812 | 1.4766 | 1.7719 | 2.0672 | 2.3625 | 2.6578 | 2.9531 | 3.2484 | 3.5437 | 3.8391 | 4.1344
2019-06-02 12:00 | 43618.5 | 0.92278 | 1.2304 | 1.538 | 1.8456 | 2.1532 | 2.4607 | 2.7683 | 3.0759 | 3.3835 | 3.6911 | 3.9987 | 4.3063
2019-06-02 13:00 | 43618.5417 | 0.95807 | 1.2774 | 1.5968 | 1.9161 | 2.2355 | 2.5549 | 2.8742 | 3.1936 | 3.5129 | 3.8323 | 4.1516 | 4.471
2019-06-02 14:00 | 43618.5833 | 0.67299 | 0.89732 | 1.1217 | 1.346 | 1.5703 | 1.7946 | 2.019 | 2.2433 | 2.4676 | 2.692 | 2.9163 | 3.1406
2019-06-02 15:00 | 43618.625 | 0.5795 | 0.77267 | 0.96584 | 1.159 | 1.3522 | 1.5453 | 1.7385 | 1.9317 | 2.1248 | 2.318 | 2.5112 | 2.7043
2019-06-02 16:00 | 43618.6667 | 1.3951 | 1.8601 | 2.3251 | 2.7902 | 3.2552 | 3.7202 | 4.1852 | 4.6503 | 5.1153 | 5.5803 | 6.0453 | 6.5104
2019-06-02 17:00 | 43618.7083 | 1.012 | 1.3493 | 1.6866 | 2.0239 | 2.3613 | 2.6986 | 3.0359 | 3.3732 | 3.7106 | 4.0479 | 4.3852 | 4.7225
2019-06-02 18:00 | 43618.75 | 0.70905 | 0.9454 | 1.1817 | 1.4181 | 1.6544 | 1.8908 | 2.1271 | 2.3635 | 2.5998 | 2.8362 | 3.0725 | 3.3089
2019-06-02 19:00 | 43618.7917 | 0.16394 | 0.21858 | 0.27323 | 0.32787 | 0.38252 | 0.43716 | 0.49181 | 0.54645 | 0.6011 | 0.65574 | 0.71039 | 0.76503
2019-06-02 20:00 | 43618.8333 | 0.064364 | 0.085819 | 0.10727 | 0.12873 | 0.15018 | 0.17164 | 0.19309 | 0.21455 | 0.236 | 0.25746 | 0.27891 | 0.30036
2019-06-02 21:00 | 43618.875 | 0 | 0 | 0 | 0 | 0 | 0 | 0 | 0 | 0 | 0 | 0 | 0
2019-06-02 22:00 | 43618.9167 | 0 | 0 | 0 | 0 | 0 | 0 | 0 | 0 | 0 | 0 | 0 | 0
2019-06-02 23:00 | 43618.9583 | 0 | 0 | 0 | 0 | 0 | 0 | 0 | 0 | 0 | 0 | 0 | 0
2019-06-03 | 43619 | 0 | 0 | 0 | 0 | 0 | 0 | 0 | 0 | 0 | 0 | 0 | 0
2019-06-03 01:00 | 43619.0417 | 0 | 0 | 0 | 0 | 0 | 0 | 0 | 0 | 0 | 0 | 0 | 0
2019-06-03 02:00 | 43619.0833 | 0 | 0 | 0 | 0 | 0 | 0 | 0 | 0 | 0 | 0 | 0 | 0
2019-06-03 03:00 | 43619.125 | 0 | 0 | 0 | 0 | 0 | 0 | 0 | 0 | 0 | 0 | 0 | 0
2019-06-03 04:00 | 43619.1667 | 0 | 0 | 0 | 0 | 0 | 0 | 0 | 0 | 0 | 0 | 0 | 0
2019-06-03 05:00 | 43619.2083 | 0 | 0 | 0 | 0 | 0 | 0 | 0 | 0 | 0 | 0 | 0 | 0
2019-06-03 06:00 | 43619.25 | 0.082739 | 0.11032 | 0.1379 | 0.16548 | 0.19306 | 0.22064 | 0.24822 | 0.2758 | 0.30338 | 0.33096 | 0.35854 | 0.38611
2019-06-03 07:00 | 43619.2917 | 0.28128 | 0.37505 | 0.46881 | 0.56257 | 0.65633 | 0.75009 | 0.84385 | 0.93761 | 1.0314 | 1.1251 | 1.2189 | 1.3127
2019-06-03 08:00 | 43619.3333 | 0.48186 | 0.64249 | 0.80311 | 0.96373 | 1.1243 | 1.285 | 1.4456 | 1.6062 | 1.7668 | 1.9275 | 2.0881 | 2.2487
2019-06-03 09:00 | 43619.375 | 0.78134 | 1.0418 | 1.3022 | 1.5627 | 1.8231 | 2.0836 | 2.344 | 2.6045 | 2.8649 | 3.1254 | 3.3858 | 3.6463
2019-06-03 10:00 | 43619.4167 | 1.0518 | 1.4024 | 1.753 | 2.1036 | 2.4541 | 2.8047 | 3.1553 | 3.5059 | 3.8565 | 4.2071 | 4.5577 | 4.9083
2019-06-03 11:00 | 43619.4583 | 1.4103 | 1.8804 | 2.3505 | 2.8206 | 3.2907 | 3.7608 | 4.2309 | 4.701 | 5.1711 | 5.6412 | 6.1113 | 6.5814
2019-06-03 12:00 | 43619.5 | 1.3466 | 1.7954 | 2.2443 | 2.6932 | 3.142 | 3.5909 | 4.0397 | 4.4886 | 4.9374 | 5.3863 | 5.8352 | 6.284
2019-06-03 13:00 | 43619.5417 | 1.3997 | 1.8662 | 2.3328 | 2.7994 | 3.2659 | 3.7325 | 4.199 | 4.6656 | 5.1321 | 5.5987 | 6.0653 | 6.5318
2019-06-03 14:00 | 43619.5833 | 1.2956 | 1.7275 | 2.1594 | 2.5913 | 3.0232 | 3.4551 | 3.8869 | 4.3188 | 4.7507 | 5.1826 | 5.6145 | 6.0463
2019-06-03 15:00 | 43619.625 | 1.2136 | 1.6181 | 2.0226 | 2.4271 | 2.8316 | 3.2362 | 3.6407 | 4.0452 | 4.4497 | 4.8542 | 5.2588 | 5.6633
2019-06-03 16:00 | 43619.6667 | 0.89235 | 1.1898 | 1.4872 | 1.7847 | 2.0821 | 2.3796 | 2.677 | 2.9745 | 3.2719 | 3.5694 | 3.8668 | 4.1643
2019-06-03 17:00 | 43619.7083 | 0.75555 | 1.0074 | 1.2592 | 1.5111 | 1.7629 | 2.0148 | 2.2666 | 2.5185 | 2.7703 | 3.0222 | 3.274 | 3.5259
2019-06-03 18:00 | 43619.75 | 0.42467 | 0.56622 | 0.70778 | 0.84933 | 0.99089 | 1.1324 | 1.274 | 1.4156 | 1.5571 | 1.6987 | 1.8402 | 1.9818
2019-06-03 19:00 | 43619.7917 | 0.17818 | 0.23757 | 0.29696 | 0.35635 | 0.41574 | 0.47513 | 0.53453 | 0.59392 | 0.65331 | 0.7127 | 0.77209 | 0.83149
2019-06-03 20:00 | 43619.8333 | 0.0045063 | 0.0060084 | 0.0075104 | 0.0090125 | 0.010515 | 0.012017 | 0.013519 | 0.015021 | 0.016523 | 0.018025 | 0.019527 | 0.021029
2019-06-03 21:00 | 43619.875 | 0 | 0 | 0 | 0 | 0 | 0 | 0 | 0 | 0 | 0 | 0 | 0
2019-06-03 22:00 | 43619.9167 | 0 | 0 | 0 | 0 | 0 | 0 | 0 | 0 | 0 | 0 | 0 | 0
2019-06-03 23:00 | 43619.9583 | 0 | 0 | 0 | 0 | 0 | 0 | 0 | 0 | 0 | 0 | 0 | 0
2019-06-04 | 43620 | 0 | 0 | 0 | 0 | 0 | 0 | 0 | 0 | 0 | 0 | 0 | 0
2019-06-04 01:00 | 43620.0417 | 0 | 0 | 0 | 0 | 0 | 0 | 0 | 0 | 0 | 0 | 0 | 0
2019-06-04 02:00 | 43620.0833 | 0 | 0 | 0 | 0 | 0 | 0 | 0 | 0 | 0 | 0 | 0 | 0
2019-06-04 03:00 | 43620.125 | 0 | 0 | 0 | 0 | 0 | 0 | 0 | 0 | 0 | 0 | 0 | 0
2019-06-04 04:00 | 43620.1667 | 0 | 0 | 0 | 0 | 0 | 0 | 0 | 0 | 0 | 0 | 0 | 0
2019-06-04 05:00 | 43620.2083 | 0 | 0 | 0 | 0 | 0 | 0 | 0 | 0 | 0 | 0 | 0 | 0
2019-06-04 06:00 | 43620.25 | 0.010903 | 0.014537 | 0.018171 | 0.021806 | 0.02544 | 0.029074 | 0.032709 | 0.036343 | 0.039977 | 0.043611 | 0.047246 | 0.05088
2019-06-04 07:00 | 43620.2917 | 0.15211 | 0.20281 | 0.25352 | 0.30422 | 0.35493 | 0.40563 | 0.45633 | 0.50704 | 0.55774 | 0.60844 | 0.65915 | 0.70985
2019-06-04 08:00 | 43620.3333 | 0.38146 | 0.50861 | 0.63576 | 0.76291 | 0.89006 | 1.0172 | 1.1444 | 1.2715 | 1.3987 | 1.5258 | 1.653 | 1.7801
2019-06-04 09:00 | 43620.375 | 0.78956 | 1.0527 | 1.3159 | 1.5791 | 1.8423 | 2.1055 | 2.3687 | 2.6319 | 2.895 | 3.1582 | 3.4214 | 3.6846
2019-06-04 10:00 | 43620.4167 | 0.80275 | 1.0703 | 1.3379 | 1.6055 | 1.8731 | 2.1407 | 2.4083 | 2.6758 | 2.9434 | 3.211 | 3.4786 | 3.7462
2019-06-04 11:00 | 43620.4583 | 0.95439 | 1.2725 | 1.5906 | 1.9088 | 2.2269 | 2.545 | 2.8632 | 3.1813 | 3.4994 | 3.8175 | 4.1357 | 4.4538
2019-06-04 12:00 | 43620.5 | 1.1947 | 1.593 | 1.9912 | 2.3895 | 2.7877 | 3.1859 | 3.5842 | 3.9824 | 4.3807 | 4.7789 | 5.1772 | 5.5754
2019-06-04 13:00 | 43620.5417 | 1.0189 | 1.3586 | 1.6982 | 2.0379 | 2.3775 | 2.7172 | 3.0568 | 3.3965 | 3.7361 | 4.0758 | 4.4154 | 4.755
2019-06-04 14:00 | 43620.5833 | 1.0342 | 1.3789 | 1.7236 | 2.0683 | 2.4131 | 2.7578 | 3.1025 | 3.4472 | 3.792 | 4.1367 | 4.4814 | 4.8261
2019-06-04 15:00 | 43620.625 | 0.83901 | 1.1187 | 1.3983 | 1.678 | 1.9577 | 2.2373 | 2.517 | 2.7967 | 3.0764 | 3.356 | 3.6357 | 3.9154
2019-06-04 16:00 | 43620.6667 | 0.63984 | 0.85312 | 1.0664 | 1.2797 | 1.493 | 1.7062 | 1.9195 | 2.1328 | 2.3461 | 2.5593 | 2.7726 | 2.9859
2019-06-04 17:00 | 43620.7083 | 0.42036 | 0.56047 | 0.70059 | 0.84071 | 0.98083 | 1.1209 | 1.2611 | 1.4012 | 1.5413 | 1.6814 | 1.8215 | 1.9617
2019-06-04 18:00 | 43620.75 | 0.25038 | 0.33384 | 0.4173 | 0.50077 | 0.58423 | 0.66769 | 0.75115 | 0.83461 | 0.91807 | 1.0015 | 1.085 | 1.1685
2019-06-04 19:00 | 43620.7917 | 0.13225 | 0.17633 | 0.22041 | 0.26449 | 0.30857 | 0.35265 | 0.39674 | 0.44082 | 0.4849 | 0.52898 | 0.57306 | 0.61714
2019-06-04 20:00 | 43620.8333 | 0.0047667 | 0.0063555 | 0.0079444 | 0.0095333 | 0.011122 | 0.012711 | 0.0143 | 0.015889 | 0.017478 | 0.019067 | 0.020655 | 0.022244
2019-06-04 21:00 | 43620.875 | 0 | 0 | 0 | 0 | 0 | 0 | 0 | 0 | 0 | 0 | 0 | 0
2019-06-04 22:00 | 43620.9167 | 0 | 0 | 0 | 0 | 0 | 0 | 0 | 0 | 0 | 0 | 0 | 0
2019-06-04 23:00 | 43620.9583 | 0 | 0 | 0 | 0 | 0 | 0 | 0 | 0 | 0 | 0 | 0 | 0
2019-06-05 | 43621 | 0 | 0 | 0 | 0 | 0 | 0 | 0 | 0 | 0 | 0 | 0 | 0
2019-06-05 01:00 | 43621.0417 | 0 | 0 | 0 | 0 | 0 | 0 | 0 | 0 | 0 | 0 | 0 | 0
2019-06-05 02:00 | 43621.0833 | 0 | 0 | 0 | 0 | 0 | 0 | 0 | 0 | 0 | 0 | 0 | 0
2019-06-05 03:00 | 43621.125 | 0 | 0 | 0 | 0 | 0 | 0 | 0 | 0 | 0 | 0 | 0 | 0
2019-06-05 04:00 | 43621.1667 | 0 | 0 | 0 | 0 | 0 | 0 | 0 | 0 | 0 | 0 | 0 | 0
2019-06-05 05:00 | 43621.2083 | 0 | 0 | 0 | 0 | 0 | 0 | 0 | 0 | 0 | 0 | 0 | 0
2019-06-05 06:00 | 43621.25 | 0.062564 | 0.083418 | 0.10427 | 0.12513 | 0.14598 | 0.16684 | 0.18769 | 0.20855 | 0.2294 | 0.25025 | 0.27111 | 0.29196
2019-06-05 07:00 | 43621.2917 | 0.25655 | 0.34207 | 0.42759 | 0.5131 | 0.59862 | 0.68414 | 0.76965 | 0.85517 | 0.94069 | 1.0262 | 1.1117 | 1.1972
2019-06-05 08:00 | 43621.3333 | 0.884 | 1.1787 | 1.4733 | 1.768 | 2.0627 | 2.3573 | 2.652 | 2.9467 | 3.2413 | 3.536 | 3.8307 | 4.1253
2019-06-05 09:00 | 43621.375 | 1.5482 | 2.0643 | 2.5803 | 3.0964 | 3.6125 | 4.1286 | 4.6446 | 5.1607 | 5.6768 | 6.1928 | 6.7089 | 7.225
2019-06-05 10:00 | 43621.4167 | 2.1169 | 2.8225 | 3.5281 | 4.2337 | 4.9393 | 5.6449 | 6.3506 | 7.0562 | 7.7618 | 8.4674 | 9.173 | 9.8787
2019-06-05 11:00 | 43621.4583 | 2.5426 | 3.3902 | 4.2377 | 5.0853 | 5.9328 | 6.7803 | 7.6279 | 8.4754 | 9.323 | 10.1705 | 11.0181 | 11.8656
2019-06-05 12:00 | 43621.5 | 2.7735 | 3.6981 | 4.6226 | 5.5471 | 6.4716 | 7.3961 | 8.3206 | 9.2451 | 10.1697 | 11.0942 | 12.0187 | 12.9432
2019-06-05 13:00 | 43621.5417 | 2.8301 | 3.7735 | 4.7169 | 5.6602 | 6.6036 | 7.547 | 8.4904 | 9.4337 | 10.3771 | 11.3205 | 12.2638 | 13.2072
2019-06-05 14:00 | 43621.5833 | 2.6829 | 3.5772 | 4.4715 | 5.3657 | 6.26 | 7.1543 | 8.0486 | 8.9429 | 9.8372 | 10.7315 | 11.6258 | 12.5201
2019-06-05 15:00 | 43621.625 | 2.3325 | 3.11 | 3.8875 | 4.6651 | 5.4426 | 6.2201 | 6.9976 | 7.7751 | 8.5526 | 9.3301 | 10.1076 | 10.8851
2019-06-05 16:00 | 43621.6667 | 1.8391 | 2.4521 | 3.0651 | 3.6781 | 4.2911 | 4.9041 | 5.5172 | 6.1302 | 6.7432 | 7.3562 | 7.9692 | 8.5822
2019-06-05 17:00 | 43621.7083 | 1.2442 | 1.6589 | 2.0736 | 2.4884 | 2.9031 | 3.3178 | 3.7326 | 4.1473 | 4.562 | 4.9767 | 5.3915 | 5.8062
2019-06-05 18:00 | 43621.75 | 0.61164 | 0.81552 | 1.0194 | 1.2233 | 1.4272 | 1.631 | 1.8349 | 2.0388 | 2.2427 | 2.4466 | 2.6505 | 2.8543
2019-06-05 19:00 | 43621.7917 | 0.1832 | 0.24426 | 0.30533 | 0.36639 | 0.42746 | 0.48852 | 0.54959 | 0.61065 | 0.67172 | 0.73278 | 0.79385 | 0.85491
2019-06-05 20:00 | 43621.8333 | 0.031648 | 0.042197 | 0.052746 | 0.063295 | 0.073845 | 0.084394 | 0.094943 | 0.10549 | 0.11604 | 0.12659 | 0.13714 | 0.14769
2019-06-05 21:00 | 43621.875 | 0 | 0 | 0 | 0 | 0 | 0 | 0 | 0 | 0 | 0 | 0 | 0
2019-06-05 22:00 | 43621.9167 | 0 | 0 | 0 | 0 | 0 | 0 | 0 | 0 | 0 | 0 | 0 | 0
2019-06-05 23:00 | 43621.9583 | 0 | 0 | 0 | 0 | 0 | 0 | 0 | 0 | 0 | 0 | 0 | 0
2019-06-06 | 43622 | 0 | 0 | 0 | 0 | 0 | 0 | 0 | 0 | 0 | 0 | 0 | 0
2019-06-06 01:00 | 43622.0417 | 0 | 0 | 0 | 0 | 0 | 0 | 0 | 0 | 0 | 0 | 0 | 0
2019-06-06 02:00 | 43622.0833 | 0 | 0 | 0 | 0 | 0 | 0 | 0 | 0 | 0 | 0 | 0 | 0
2019-06-06 03:00 | 43622.125 | 0 | 0 | 0 | 0 | 0 | 0 | 0 | 0 | 0 | 0 | 0 | 0
2019-06-06 04:00 | 43622.1667 | 0 | 0 | 0 | 0 | 0 | 0 | 0 | 0 | 0 | 0 | 0 | 0
2019-06-06 05:00 | 43622.2083 | 0 | 0 | 0 | 0 | 0 | 0 | 0 | 0 | 0 | 0 | 0 | 0
2019-06-06 06:00 | 43622.25 | 0.061735 | 0.082313 | 0.10289 | 0.12347 | 0.14405 | 0.16463 | 0.1852 | 0.20578 | 0.22636 | 0.24694 | 0.26752 | 0.28809
2019-06-06 07:00 | 43622.2917 | 0.25592 | 0.34122 | 0.42653 | 0.51183 | 0.59714 | 0.68244 | 0.76775 | 0.85305 | 0.93836 | 1.0237 | 1.109 | 1.1943
2019-06-06 08:00 | 43622.3333 | 0.88213 | 1.1762 | 1.4702 | 1.7643 | 2.0583 | 2.3523 | 2.6464 | 2.9404 | 3.2345 | 3.5285 | 3.8225 | 4.1166
2019-06-06 09:00 | 43622.375 | 1.5451 | 2.0601 | 2.5752 | 3.0902 | 3.6052 | 4.1203 | 4.6353 | 5.1504 | 5.6654 | 6.1804 | 6.6955 | 7.2105
2019-06-06 10:00 | 43622.4167 | 2.1075 | 2.8099 | 3.5124 | 4.2149 | 4.9174 | 5.6199 | 6.3224 | 7.0248 | 7.7273 | 8.4298 | 9.1323 | 9.8348
2019-06-06 11:00 | 43622.4583 | 2.5171 | 3.3562 | 4.1952 | 5.0343 | 5.8733 | 6.7124 | 7.5514 | 8.3905 | 9.2295 | 10.0686 | 10.9076 | 11.7467
2019-06-06 12:00 | 43622.5 | 2.7577 | 3.6769 | 4.5962 | 5.5154 | 6.4347 | 7.3539 | 8.2731 | 9.1924 | 10.1116 | 11.0308 | 11.9501 | 12.8693
2019-06-06 13:00 | 43622.5417 | 2.8023 | 3.7364 | 4.6705 | 5.6047 | 6.5388 | 7.4729 | 8.407 | 9.3411 | 10.2752 | 11.2093 | 12.1434 | 13.0775
2019-06-06 14:00 | 43622.5833 | 2.6521 | 3.5361 | 4.4201 | 5.3042 | 6.1882 | 7.0722 | 7.9563 | 8.8403 | 9.7243 | 10.6084 | 11.4924 | 12.3764
2019-06-06 15:00 | 43622.625 | 2.321 | 3.0946 | 3.8683 | 4.642 | 5.4156 | 6.1893 | 6.963 | 7.7366 | 8.5103 | 9.2839 | 10.0576 | 10.8313
2019-06-06 16:00 | 43622.6667 | 1.8378 | 2.4505 | 3.0631 | 3.6757 | 4.2883 | 4.9009 | 5.5135 | 6.1262 | 6.7388 | 7.3514 | 7.964 | 8.5766
2019-06-06 17:00 | 43622.7083 | 1.2429 | 1.6572 | 2.0715 | 2.4858 | 2.9001 | 3.3144 | 3.7287 | 4.143 | 4.5573 | 4.9716 | 5.3859 | 5.8002
2019-06-06 18:00 | 43622.75 | 0.61834 | 0.82446 | 1.0306 | 1.2367 | 1.4428 | 1.6489 | 1.855 | 2.0611 | 2.2673 | 2.4734 | 2.6795 | 2.8856
2019-06-06 19:00 | 43622.7917 | 0.18982 | 0.25309 | 0.31637 | 0.37964 | 0.44291 | 0.50619 | 0.56946 | 0.63273 | 0.69601 | 0.75928 | 0.82255 | 0.88583
2019-06-06 20:00 | 43622.8333 | 0.03206 | 0.042747 | 0.053434 | 0.06412 | 0.074807 | 0.085494 | 0.09618 | 0.10687 | 0.11755 | 0.12824 | 0.13893 | 0.14961
2019-06-06 21:00 | 43622.875 | 0 | 0 | 0 | 0 | 0 | 0 | 0 | 0 | 0 | 0 | 0 | 0
2019-06-06 22:00 | 43622.9167 | 0 | 0 | 0 | 0 | 0 | 0 | 0 | 0 | 0 | 0 | 0 | 0
2019-06-06 23:00 | 43622.9583 | 0 | 0 | 0 | 0 | 0 | 0 | 0 | 0 | 0 | 0 | 0 | 0
2019-06-07 | 43623 | 0 | 0 | 0 | 0 | 0 | 0 | 0 | 0 | 0 | 0 | 0 | 0
2019-06-07 01:00 | 43623.0417 | 0 | 0 | 0 | 0 | 0 | 0 | 0 | 0 | 0 | 0 | 0 | 0
2019-06-07 02:00 | 43623.0833 | 0 | 0 | 0 | 0 | 0 | 0 | 0 | 0 | 0 | 0 | 0 | 0
2019-06-07 03:00 | 43623.125 | 0 | 0 | 0 | 0 | 0 | 0 | 0 | 0 | 0 | 0 | 0 | 0
2019-06-07 04:00 | 43623.1667 | 0 | 0 | 0 | 0 | 0 | 0 | 0 | 0 | 0 | 0 | 0 | 0
2019-06-07 05:00 | 43623.2083 | 0 | 0 | 0 | 0 | 0 | 0 | 0 | 0 | 0 | 0 | 0 | 0
2019-06-07 06:00 | 43623.25 | 0.062516 | 0.083355 | 0.10419 | 0.12503 | 0.14587 | 0.16671 | 0.18755 | 0.20839 | 0.22923 | 0.25006 | 0.2709 | 0.29174
2019-06-07 07:00 | 43623.2917 | 0.26653 | 0.35537 | 0.44422 | 0.53306 | 0.6219 | 0.71075 | 0.79959 | 0.88843 | 0.97728 | 1.0661 | 1.155 | 1.2438
2019-06-07 08:00 | 43623.3333 | 0.8464 | 1.1285 | 1.4107 | 1.6928 | 1.9749 | 2.2571 | 2.5392 | 2.8213 | 3.1035 | 3.3856 | 3.6677 | 3.9498
2019-06-07 09:00 | 43623.375 | 1.4859 | 1.9812 | 2.4765 | 2.9718 | 3.4671 | 3.9623 | 4.4576 | 4.9529 | 5.4482 | 5.9435 | 6.4388 | 6.9341
2019-06-07 10:00 | 43623.4167 | 1.9982 | 2.6643 | 3.3304 | 3.9964 | 4.6625 | 5.3286 | 5.9946 | 6.6607 | 7.3268 | 7.9929 | 8.6589 | 9.325
2019-06-07 11:00 | 43623.4583 | 2.4 | 3.2 | 3.9999 | 4.7999 | 5.5999 | 6.3999 | 7.1999 | 7.9999 | 8.7999 | 9.5999 | 10.3998 | 11.1998
2019-06-07 12:00 | 43623.5 | 2.6377 | 3.5169 | 4.3962 | 5.2754 | 6.1546 | 7.0339 | 7.9131 | 8.7924 | 9.6716 | 10.5508 | 11.4301 | 12.3093
2019-06-07 13:00 | 43623.5417 | 2.6259 | 3.5012 | 4.3765 | 5.2518 | 6.1272 | 7.0025 | 7.8778 | 8.7531 | 9.6284 | 10.5037 | 11.379 | 12.2543
2019-06-07 14:00 | 43623.5833 | 2.4751 | 3.3002 | 4.1252 | 4.9503 | 5.7753 | 6.6003 | 7.4254 | 8.2504 | 9.0755 | 9.9005 | 10.7256 | 11.5506
2019-06-07 15:00 | 43623.625 | 2.2271 | 2.9694 | 3.7118 | 4.4541 | 5.1965 | 5.9389 | 6.6812 | 7.4236 | 8.1659 | 8.9083 | 9.6507 | 10.393
2019-06-07 16:00 | 43623.6667 | 1.7636 | 2.3515 | 2.9394 | 3.5273 | 4.1151 | 4.703 | 5.2909 | 5.8788 | 6.4667 | 7.0545 | 7.6424 | 8.2303
2019-06-07 17:00 | 43623.7083 | 1.2108 | 1.6144 | 2.018 | 2.4216 | 2.8252 | 3.2288 | 3.6324 | 4.036 | 4.4396 | 4.8432 | 5.2468 | 5.6504
2019-06-07 18:00 | 43623.75 | 0.61451 | 0.81934 | 1.0242 | 1.229 | 1.4339 | 1.6387 | 1.8435 | 2.0484 | 2.2532 | 2.458 | 2.6629 | 2.8677
2019-06-07 19:00 | 43623.7917 | 0.18408 | 0.24544 | 0.3068 | 0.36816 | 0.42952 | 0.49087 | 0.55223 | 0.61359 | 0.67495 | 0.73631 | 0.79767 | 0.85903
2019-06-07 20:00 | 43623.8333 | 0.038752 | 0.051669 | 0.064586 | 0.077503 | 0.09042 | 0.10334 | 0.11625 | 0.12917 | 0.14209 | 0.15501 | 0.16792 | 0.18084
2019-06-07 21:00 | 43623.875 | 0 | 0 | 0 | 0 | 0 | 0 | 0 | 0 | 0 | 0 | 0 | 0
2019-06-07 22:00 | 43623.9167 | 0 | 0 | 0 | 0 | 0 | 0 | 0 | 0 | 0 | 0 | 0 | 0
2019-06-07 23:00 | 43623.9583 | 0 | 0 | 0 | 0 | 0 | 0 | 0 | 0 | 0 | 0 | 0 | 0
2019-06-08 | 43624 | 0 | 0 | 0 | 0 | 0 | 0 | 0 | 0 | 0 | 0 | 0 | 0
2019-06-08 01:00 | 43624.0417 | 0 | 0 | 0 | 0 | 0 | 0 | 0 | 0 | 0 | 0 | 0 | 0
2019-06-08 02:00 | 43624.0833 | 0 | 0 | 0 | 0 | 0 | 0 | 0 | 0 | 0 | 0 | 0 | 0
2019-06-08 03:00 | 43624.125 | 0 | 0 | 0 | 0 | 0 | 0 | 0 | 0 | 0 | 0 | 0 | 0
2019-06-08 04:00 | 43624.1667 | 0 | 0 | 0 | 0 | 0 | 0 | 0 | 0 | 0 | 0 | 0 | 0
2019-06-08 05:00 | 43624.2083 | 0 | 0 | 0 | 0 | 0 | 0 | 0 | 0 | 0 | 0 | 0 | 0
2019-06-08 06:00 | 43624.25 | 0.064635 | 0.08618 | 0.10772 | 0.12927 | 0.15081 | 0.17236 | 0.1939 | 0.21545 | 0.23699 | 0.25854 | 0.28008 | 0.30163
2019-06-08 07:00 | 43624.2917 | 0.25839 | 0.34452 | 0.43065 | 0.51678 | 0.60291 | 0.68904 | 0.77517 | 0.8613 | 0.94743 | 1.0336 | 1.1197 | 1.2058
2019-06-08 08:00 | 43624.3333 | 0.88794 | 1.1839 | 1.4799 | 1.7759 | 2.0719 | 2.3678 | 2.6638 | 2.9598 | 3.2558 | 3.5517 | 3.8477 | 4.1437
2019-06-08 09:00 | 43624.375 | 1.5868 | 2.1158 | 2.6447 | 3.1737 | 3.7026 | 4.2316 | 4.7605 | 5.2895 | 5.8184 | 6.3474 | 6.8763 | 7.4052
2019-06-08 10:00 | 43624.4167 | 2.1373 | 2.8498 | 3.5622 | 4.2747 | 4.9871 | 5.6996 | 6.412 | 7.1244 | 7.8369 | 8.5493 | 9.2618 | 9.9742
2019-06-08 11:00 | 43624.4583 | 2.5398 | 3.3865 | 4.2331 | 5.0797 | 5.9263 | 6.7729 | 7.6195 | 8.4661 | 9.3128 | 10.1594 | 11.006 | 11.8526
2019-06-08 12:00 | 43624.5 | 2.7816 | 3.7087 | 4.6359 | 5.5631 | 6.4903 | 7.4175 | 8.3447 | 9.2719 | 10.199 | 11.1262 | 12.0534 | 12.9806
2019-06-08 13:00 | 43624.5417 | 2.8467 | 3.7956 | 4.7446 | 5.6935 | 6.6424 | 7.5913 | 8.5402 | 9.4891 | 10.438 | 11.3869 | 12.3359 | 13.2848
2019-06-08 14:00 | 43624.5833 | 2.6518 | 3.5357 | 4.4196 | 5.3035 | 6.1874 | 7.0713 | 7.9553 | 8.8392 | 9.7231 | 10.607 | 11.4909 | 12.3748
2019-06-08 15:00 | 43624.625 | 2.307 | 3.0761 | 3.8451 | 4.6141 | 5.3831 | 6.1521 | 6.9211 | 7.6902 | 8.4592 | 9.2282 | 9.9972 | 10.7662
2019-06-08 16:00 | 43624.6667 | 1.811 | 2.4146 | 3.0183 | 3.622 | 4.2256 | 4.8293 | 5.433 | 6.0366 | 6.6403 | 7.2439 | 7.8476 | 8.4513
2019-06-08 17:00 | 43624.7083 | 1.2216 | 1.6288 | 2.036 | 2.4432 | 2.8504 | 3.2577 | 3.6649 | 4.0721 | 4.4793 | 4.8865 | 5.2937 | 5.7009
2019-06-08 18:00 | 43624.75 | 0.63023 | 0.84031 | 1.0504 | 1.2605 | 1.4705 | 1.6806 | 1.8907 | 2.1008 | 2.3108 | 2.5209 | 2.731 | 2.9411
2019-06-08 19:00 | 43624.7917 | 0.18762 | 0.25016 | 0.3127 | 0.37524 | 0.43778 | 0.50032 | 0.56286 | 0.6254 | 0.68794 | 0.75048 | 0.81302 | 0.87556
2019-06-08 20:00 | 43624.8333 | 0.037662 | 0.050216 | 0.06277 | 0.075325 | 0.087879 | 0.10043 | 0.11299 | 0.12554 | 0.13809 | 0.15065 | 0.1632 | 0.17576
2019-06-08 21:00 | 43624.875 | 0 | 0 | 0 | 0 | 0 | 0 | 0 | 0 | 0 | 0 | 0 | 0
2019-06-08 22:00 | 43624.9167 | 0 | 0 | 0 | 0 | 0 | 0 | 0 | 0 | 0 | 0 | 0 | 0
2019-06-08 23:00 | 43624.9583 | 0 | 0 | 0 | 0 | 0 | 0 | 0 | 0 | 0 | 0 | 0 | 0
2019-06-09 | 43625 | 0 | 0 | 0 | 0 | 0 | 0 | 0 | 0 | 0 | 0 | 0 | 0
2019-06-09 01:00 | 43625.0417 | 0 | 0 | 0 | 0 | 0 | 0 | 0 | 0 | 0 | 0 | 0 | 0
2019-06-09 02:00 | 43625.0833 | 0 | 0 | 0 | 0 | 0 | 0 | 0 | 0 | 0 | 0 | 0 | 0
2019-06-09 03:00 | 43625.125 | 0 | 0 | 0 | 0 | 0 | 0 | 0 | 0 | 0 | 0 | 0 | 0
2019-06-09 04:00 | 43625.1667 | 0 | 0 | 0 | 0 | 0 | 0 | 0 | 0 | 0 | 0 | 0 | 0
2019-06-09 05:00 | 43625.2083 | 0 | 0 | 0 | 0 | 0 | 0 | 0 | 0 | 0 | 0 | 0 | 0
2019-06-09 06:00 | 43625.25 | 0.094905 | 0.12654 | 0.15817 | 0.18981 | 0.22144 | 0.25308 | 0.28471 | 0.31635 | 0.34798 | 0.37962 | 0.41125 | 0.44289
2019-06-09 07:00 | 43625.2917 | 0.31978 | 0.42637 | 0.53296 | 0.63955 | 0.74614 | 0.85273 | 0.95933 | 1.0659 | 1.1725 | 1.2791 | 1.3857 | 1.4923
2019-06-09 08:00 | 43625.3333 | 0.62585 | 0.83447 | 1.0431 | 1.2517 | 1.4603 | 1.6689 | 1.8776 | 2.0862 | 2.2948 | 2.5034 | 2.712 | 2.9206
2019-06-09 09:00 | 43625.375 | 0.83637 | 1.1152 | 1.394 | 1.6727 | 1.9515 | 2.2303 | 2.5091 | 2.7879 | 3.0667 | 3.3455 | 3.6243 | 3.9031
2019-06-09 10:00 | 43625.4167 | 1.1159 | 1.4879 | 1.8598 | 2.2318 | 2.6038 | 2.9758 | 3.3477 | 3.7197 | 4.0917 | 4.4636 | 4.8356 | 5.2076
2019-06-09 11:00 | 43625.4583 | 1.3166 | 1.7554 | 2.1943 | 2.6332 | 3.072 | 3.5109 | 3.9497 | 4.3886 | 4.8275 | 5.2663 | 5.7052 | 6.144
2019-06-09 12:00 | 43625.5 | 1.4621 | 1.9495 | 2.4368 | 2.9242 | 3.4116 | 3.899 | 4.3863 | 4.8737 | 5.3611 | 5.8484 | 6.3358 | 6.8232
2019-06-09 13:00 | 43625.5417 | 1.6417 | 2.189 | 2.7362 | 3.2834 | 3.8307 | 4.3779 | 4.9252 | 5.4724 | 6.0196 | 6.5669 | 7.1141 | 7.6613
2019-06-09 14:00 | 43625.5833 | 1.6226 | 2.1634 | 2.7043 | 3.2451 | 3.786 | 4.3268 | 4.8677 | 5.4086 | 5.9494 | 6.4903 | 7.0311 | 7.572
2019-06-09 15:00 | 43625.625 | 1.2878 | 1.717 | 2.1463 | 2.5755 | 3.0048 | 3.4341 | 3.8633 | 4.2926 | 4.7218 | 5.1511 | 5.5803 | 6.0096
2019-06-09 16:00 | 43625.6667 | 1.0638 | 1.4183 | 1.7729 | 2.1275 | 2.4821 | 2.8367 | 3.1913 | 3.5459 | 3.9004 | 4.255 | 4.6096 | 4.9642
2019-06-09 17:00 | 43625.7083 | 0.6547 | 0.87294 | 1.0912 | 1.3094 | 1.5276 | 1.7459 | 1.9641 | 2.1823 | 2.4006 | 2.6188 | 2.8371 | 3.0553
2019-06-09 18:00 | 43625.75 | 0.35555 | 0.47407 | 0.59259 | 0.71111 | 0.82962 | 0.94814 | 1.0667 | 1.1852 | 1.3037 | 1.4222 | 1.5407 | 1.6592
2019-06-09 19:00 | 43625.7917 | 0.16612 | 0.22149 | 0.27686 | 0.33223 | 0.3876 | 0.44298 | 0.49835 | 0.55372 | 0.60909 | 0.66446 | 0.71983 | 0.77521
2019-06-09 20:00 | 43625.8333 | 0.0064495 | 0.0085993 | 0.010749 | 0.012899 | 0.015049 | 0.017199 | 0.019348 | 0.021498 | 0.023648 | 0.025798 | 0.027948 | 0.030098
2019-06-09 21:00 | 43625.875 | 0 | 0 | 0 | 0 | 0 | 0 | 0 | 0 | 0 | 0 | 0 | 0
2019-06-09 22:00 | 43625.9167 | 0 | 0 | 0 | 0 | 0 | 0 | 0 | 0 | 0 | 0 | 0 | 0
2019-06-09 23:00 | 43625.9583 | 0 | 0 | 0 | 0 | 0 | 0 | 0 | 0 | 0 | 0 | 0 | 0
2019-06-10 | 43626 | 0 | 0 | 0 | 0 | 0 | 0 | 0 | 0 | 0 | 0 | 0 | 0
2019-06-10 01:00 | 43626.0417 | 0 | 0 | 0 | 0 | 0 | 0 | 0 | 0 | 0 | 0 | 0 | 0
2019-06-10 02:00 | 43626.0833 | 0 | 0 | 0 | 0 | 0 | 0 | 0 | 0 | 0 | 0 | 0 | 0
2019-06-10 03:00 | 43626.125 | 0 | 0 | 0 | 0 | 0 | 0 | 0 | 0 | 0 | 0 | 0 | 0
2019-06-10 04:00 | 43626.1667 | 0 | 0 | 0 | 0 | 0 | 0 | 0 | 0 | 0 | 0 | 0 | 0
2019-06-10 05:00 | 43626.2083 | 0 | 0 | 0 | 0 | 0 | 0 | 0 | 0 | 0 | 0 | 0 | 0
2019-06-10 06:00 | 43626.25 | 0.086573 | 0.11543 | 0.14429 | 0.17315 | 0.202 | 0.23086 | 0.25972 | 0.28858 | 0.31744 | 0.34629 | 0.37515 | 0.40401
2019-06-10 07:00 | 43626.2917 | 0.27383 | 0.36511 | 0.45639 | 0.54767 | 0.63895 | 0.73022 | 0.8215 | 0.91278 | 1.0041 | 1.0953 | 1.1866 | 1.2779
2019-06-10 08:00 | 43626.3333 | 0.53916 | 0.71888 | 0.8986 | 1.0783 | 1.258 | 1.4378 | 1.6175 | 1.7972 | 1.9769 | 2.1566 | 2.3364 | 2.5161
2019-06-10 09:00 | 43626.375 | 0.80338 | 1.0712 | 1.339 | 1.6068 | 1.8745 | 2.1423 | 2.4101 | 2.6779 | 2.9457 | 3.2135 | 3.4813 | 3.7491
2019-06-10 10:00 | 43626.4167 | 1.0236 | 1.3648 | 1.706 | 2.0472 | 2.3884 | 2.7296 | 3.0708 | 3.412 | 3.7532 | 4.0944 | 4.4356 | 4.7768
2019-06-10 11:00 | 43626.4583 | 1.2014 | 1.6019 | 2.0024 | 2.4028 | 2.8033 | 3.2038 | 3.6043 | 4.0047 | 4.4052 | 4.8057 | 5.2062 | 5.6066
2019-06-10 12:00 | 43626.5 | 1.2466 | 1.6621 | 2.0777 | 2.4932 | 2.9087 | 3.3243 | 3.7398 | 4.1554 | 4.5709 | 4.9864 | 5.402 | 5.8175
2019-06-10 13:00 | 43626.5417 | 1.3532 | 1.8043 | 2.2554 | 2.7064 | 3.1575 | 3.6086 | 4.0597 | 4.5107 | 4.9618 | 5.4129 | 5.864 | 6.315
2019-06-10 14:00 | 43626.5833 | 1.1679 | 1.5572 | 1.9465 | 2.3357 | 2.725 | 3.1143 | 3.5036 | 3.8929 | 4.2822 | 4.6715 | 5.0608 | 5.4501
2019-06-10 15:00 | 43626.625 | 1.0601 | 1.4134 | 1.7668 | 2.1202 | 2.4735 | 2.8269 | 3.1802 | 3.5336 | 3.887 | 4.2403 | 4.5937 | 4.947
2019-06-10 16:00 | 43626.6667 | 0.85499 | 1.14 | 1.425 | 1.71 | 1.995 | 2.28 | 2.565 | 2.85 | 3.135 | 3.42 | 3.705 | 3.99
2019-06-10 17:00 | 43626.7083 | 0.66312 | 0.88416 | 1.1052 | 1.3262 | 1.5473 | 1.7683 | 1.9894 | 2.2104 | 2.4314 | 2.6525 | 2.8735 | 3.0946
2019-06-10 18:00 | 43626.75 | 0.43041 | 0.57388 | 0.71735 | 0.86082 | 1.0043 | 1.1478 | 1.2912 | 1.4347 | 1.5782 | 1.7216 | 1.8651 | 2.0086
2019-06-10 19:00 | 43626.7917 | 0.1659 | 0.22119 | 0.27649 | 0.33179 | 0.38709 | 0.44239 | 0.49769 | 0.55299 | 0.60829 | 0.66358 | 0.71888 | 0.77418
2019-06-10 20:00 | 43626.8333 | 0.0064247 | 0.0085663 | 0.010708 | 0.012849 | 0.014991 | 0.017133 | 0.019274 | 0.021416 | 0.023557 | 0.025699 | 0.027841 | 0.029982
2019-06-10 21:00 | 43626.875 | 0 | 0 | 0 | 0 | 0 | 0 | 0 | 0 | 0 | 0 | 0 | 0
2019-06-10 22:00 | 43626.9167 | 0 | 0 | 0 | 0 | 0 | 0 | 0 | 0 | 0 | 0 | 0 | 0
2019-06-10 23:00 | 43626.9583 | 0 | 0 | 0 | 0 | 0 | 0 | 0 | 0 | 0 | 0 | 0 | 0
2019-06-11 | 43627 | 0 | 0 | 0 | 0 | 0 | 0 | 0 | 0 | 0 | 0 | 0 | 0
2019-06-11 01:00 | 43627.0417 | 0 | 0 | 0 | 0 | 0 | 0 | 0 | 0 | 0 | 0 | 0 | 0
2019-06-11 02:00 | 43627.0833 | 0 | 0 | 0 | 0 | 0 | 0 | 0 | 0 | 0 | 0 | 0 | 0
2019-06-11 03:00 | 43627.125 | 0 | 0 | 0 | 0 | 0 | 0 | 0 | 0 | 0 | 0 | 0 | 0
2019-06-11 04:00 | 43627.1667 | 0 | 0 | 0 | 0 | 0 | 0 | 0 | 0 | 0 | 0 | 0 | 0
2019-06-11 05:00 | 43627.2083 | 0 | 0 | 0 | 0 | 0 | 0 | 0 | 0 | 0 | 0 | 0 | 0
2019-06-11 06:00 | 43627.25 | 0.067276 | 0.089701 | 0.11213 | 0.13455 | 0.15698 | 0.1794 | 0.20183 | 0.22425 | 0.24668 | 0.2691 | 0.29153 | 0.31396
2019-06-11 07:00 | 43627.2917 | 0.25999 | 0.34665 | 0.43331 | 0.51997 | 0.60663 | 0.6933 | 0.77996 | 0.86662 | 0.95328 | 1.0399 | 1.1266 | 1.2133
2019-06-11 08:00 | 43627.3333 | 0.89848 | 1.198 | 1.4975 | 1.797 | 2.0965 | 2.3959 | 2.6954 | 2.9949 | 3.2944 | 3.5939 | 3.8934 | 4.1929
2019-06-11 09:00 | 43627.375 | 1.5908 | 2.121 | 2.6513 | 3.1815 | 3.7118 | 4.2421 | 4.7723 | 5.3026 | 5.8328 | 6.3631 | 6.8933 | 7.4236
2019-06-11 10:00 | 43627.4167 | 1.4739 | 1.9652 | 2.4565 | 2.9478 | 3.4391 | 3.9304 | 4.4217 | 4.913 | 5.4043 | 5.8956 | 6.3869 | 6.8782
2019-06-11 11:00 | 43627.4583 | 1.2121 | 1.6162 | 2.0202 | 2.4243 | 2.8283 | 3.2324 | 3.6364 | 4.0405 | 4.4445 | 4.8486 | 5.2526 | 5.6567
2019-06-11 12:00 | 43627.5 | 0.62259 | 0.83011 | 1.0376 | 1.2452 | 1.4527 | 1.6602 | 1.8678 | 2.0753 | 2.2828 | 2.4903 | 2.6979 | 2.9054
2019-06-11 13:00 | 43627.5417 | 0.86651 | 1.1553 | 1.4442 | 1.733 | 2.0219 | 2.3107 | 2.5995 | 2.8884 | 3.1772 | 3.466 | 3.7549 | 4.0437
2019-06-11 14:00 | 43627.5833 | 0.82313 | 1.0975 | 1.3719 | 1.6463 | 1.9206 | 2.195 | 2.4694 | 2.7438 | 3.0182 | 3.2925 | 3.5669 | 3.8413
2019-06-11 15:00 | 43627.625 | 0.58746 | 0.78328 | 0.9791 | 1.1749 | 1.3707 | 1.5666 | 1.7624 | 1.9582 | 2.154 | 2.3498 | 2.5457 | 2.7415
2019-06-11 16:00 | 43627.6667 | 1.198 | 1.5973 | 1.9966 | 2.3959 | 2.7952 | 3.1946 | 3.5939 | 3.9932 | 4.3925 | 4.7918 | 5.1912 | 5.5905
2019-06-11 17:00 | 43627.7083 | 0.96037 | 1.2805 | 1.6006 | 1.9207 | 2.2409 | 2.561 | 2.8811 | 3.2012 | 3.5214 | 3.8415 | 4.1616 | 4.4817
2019-06-11 18:00 | 43627.75 | 0.76932 | 1.0258 | 1.2822 | 1.5386 | 1.7951 | 2.0515 | 2.308 | 2.5644 | 2.8209 | 3.0773 | 3.3337 | 3.5902
2019-06-11 19:00 | 43627.7917 | 0.18315 | 0.2442 | 0.30525 | 0.3663 | 0.42735 | 0.4884 | 0.54945 | 0.6105 | 0.67156 | 0.73261 | 0.79366 | 0.85471
2019-06-11 20:00 | 43627.8333 | 0.09275 | 0.12367 | 0.15458 | 0.1855 | 0.21642 | 0.24733 | 0.27825 | 0.30917 | 0.34008 | 0.371 | 0.40192 | 0.43283
2019-06-11 21:00 | 43627.875 | 0 | 0 | 0 | 0 | 0 | 0 | 0 | 0 | 0 | 0 | 0 | 0
2019-06-11 22:00 | 43627.9167 | 0 | 0 | 0 | 0 | 0 | 0 | 0 | 0 | 0 | 0 | 0 | 0
2019-06-11 23:00 | 43627.9583 | 0 | 0 | 0 | 0 | 0 | 0 | 0 | 0 | 0 | 0 | 0 | 0
2019-06-12 | 43628 | 0 | 0 | 0 | 0 | 0 | 0 | 0 | 0 | 0 | 0 | 0 | 0
2019-06-12 01:00 | 43628.0417 | 0 | 0 | 0 | 0 | 0 | 0 | 0 | 0 | 0 | 0 | 0 | 0
2019-06-12 02:00 | 43628.0833 | 0 | 0 | 0 | 0 | 0 | 0 | 0 | 0 | 0 | 0 | 0 | 0
2019-06-12 03:00 | 43628.125 | 0 | 0 | 0 | 0 | 0 | 0 | 0 | 0 | 0 | 0 | 0 | 0
2019-06-12 04:00 | 43628.1667 | 0 | 0 | 0 | 0 | 0 | 0 | 0 | 0 | 0 | 0 | 0 | 0
2019-06-12 05:00 | 43628.2083 | 0 | 0 | 0 | 0 | 0 | 0 | 0 | 0 | 0 | 0 | 0 | 0
2019-06-12 06:00 | 43628.25 | 0.053475 | 0.0713 | 0.089125 | 0.10695 | 0.12478 | 0.1426 | 0.16043 | 0.17825 | 0.19608 | 0.2139 | 0.23173 | 0.24955
2019-06-12 07:00 | 43628.2917 | 0.24206 | 0.32274 | 0.40343 | 0.48411 | 0.5648 | 0.64548 | 0.72617 | 0.80685 | 0.88754 | 0.96822 | 1.0489 | 1.1296
2019-06-12 08:00 | 43628.3333 | 0.86347 | 1.1513 | 1.4391 | 1.7269 | 2.0148 | 2.3026 | 2.5904 | 2.8782 | 3.1661 | 3.4539 | 3.7417 | 4.0295
2019-06-12 09:00 | 43628.375 | 1.5727 | 2.097 | 2.6212 | 3.1454 | 3.6697 | 4.1939 | 4.7181 | 5.2424 | 5.7666 | 6.2909 | 6.8151 | 7.3393
2019-06-12 10:00 | 43628.4167 | 2.1829 | 2.9105 | 3.6381 | 4.3657 | 5.0933 | 5.821 | 6.5486 | 7.2762 | 8.0038 | 8.7315 | 9.4591 | 10.1867
2019-06-12 11:00 | 43628.4583 | 1.0913 | 1.455 | 1.8188 | 2.1825 | 2.5463 | 2.91 | 3.2738 | 3.6375 | 4.0013 | 4.365 | 4.7288 | 5.0925
2019-06-12 12:00 | 43628.5 | 1.2339 | 1.6452 | 2.0566 | 2.4679 | 2.8792 | 3.2905 | 3.7018 | 4.1131 | 4.5244 | 4.9357 | 5.347 | 5.7583
2019-06-12 13:00 | 43628.5417 | 1.2906 | 1.7208 | 2.151 | 2.5812 | 3.0114 | 3.4416 | 3.8718 | 4.302 | 4.7322 | 5.1624 | 5.5926 | 6.0228
2019-06-12 14:00 | 43628.5833 | 1.267 | 1.6894 | 2.1117 | 2.5341 | 2.9564 | 3.3788 | 3.8011 | 4.2235 | 4.6458 | 5.0681 | 5.4905 | 5.9128
2019-06-12 15:00 | 43628.625 | 1.0849 | 1.4466 | 1.8082 | 2.1699 | 2.5315 | 2.8932 | 3.2548 | 3.6165 | 3.9781 | 4.3398 | 4.7014 | 5.0631
2019-06-12 16:00 | 43628.6667 | 0.94908 | 1.2654 | 1.5818 | 1.8982 | 2.2145 | 2.5309 | 2.8472 | 3.1636 | 3.4799 | 3.7963 | 4.1127 | 4.429
2019-06-12 17:00 | 43628.7083 | 0.74832 | 0.99776 | 1.2472 | 1.4966 | 1.7461 | 1.9955 | 2.245 | 2.4944 | 2.7438 | 2.9933 | 3.2427 | 3.4922
2019-06-12 18:00 | 43628.75 | 0.48019 | 0.64025 | 0.80031 | 0.96038 | 1.1204 | 1.2805 | 1.4406 | 1.6006 | 1.7607 | 1.9208 | 2.0808 | 2.2409
2019-06-12 19:00 | 43628.7917 | 0.2037 | 0.2716 | 0.3395 | 0.40741 | 0.47531 | 0.54321 | 0.61111 | 0.67901 | 0.74691 | 0.81481 | 0.88271 | 0.95061
2019-06-12 20:00 | 43628.8333 | 0.032086 | 0.042781 | 0.053477 | 0.064172 | 0.074867 | 0.085562 | 0.096258 | 0.10695 | 0.11765 | 0.12834 | 0.13904 | 0.14973
2019-06-12 21:00 | 43628.875 | 0 | 0 | 0 | 0 | 0 | 0 | 0 | 0 | 0 | 0 | 0 | 0
2019-06-12 22:00 | 43628.9167 | 0 | 0 | 0 | 0 | 0 | 0 | 0 | 0 | 0 | 0 | 0 | 0
2019-06-12 23:00 | 43628.9583 | 0 | 0 | 0 | 0 | 0 | 0 | 0 | 0 | 0 | 0 | 0 | 0
2019-06-13 | 43629 | 0 | 0 | 0 | 0 | 0 | 0 | 0 | 0 | 0 | 0 | 0 | 0
2019-06-13 01:00 | 43629.0417 | 0 | 0 | 0 | 0 | 0 | 0 | 0 | 0 | 0 | 0 | 0 | 0
2019-06-13 02:00 | 43629.0833 | 0 | 0 | 0 | 0 | 0 | 0 | 0 | 0 | 0 | 0 | 0 | 0
2019-06-13 03:00 | 43629.125 | 0 | 0 | 0 | 0 | 0 | 0 | 0 | 0 | 0 | 0 | 0 | 0
2019-06-13 04:00 | 43629.1667 | 0 | 0 | 0 | 0 | 0 | 0 | 0 | 0 | 0 | 0 | 0 | 0
2019-06-13 05:00 | 43629.2083 | 0 | 0 | 0 | 0 | 0 | 0 | 0 | 0 | 0 | 0 | 0 | 0
2019-06-13 06:00 | 43629.25 | 0.064045 | 0.085394 | 0.10674 | 0.12809 | 0.14944 | 0.17079 | 0.19214 | 0.21348 | 0.23483 | 0.25618 | 0.27753 | 0.29888
2019-06-13 07:00 | 43629.2917 | 0.26726 | 0.35634 | 0.44543 | 0.53452 | 0.6236 | 0.71269 | 0.80177 | 0.89086 | 0.97995 | 1.069 | 1.1581 | 1.2472
2019-06-13 08:00 | 43629.3333 | 0.72653 | 0.9687 | 1.2109 | 1.4531 | 1.6952 | 1.9374 | 2.1796 | 2.4218 | 2.6639 | 2.9061 | 3.1483 | 3.3905
2019-06-13 09:00 | 43629.375 | 1.1885 | 1.5846 | 1.9808 | 2.377 | 2.7731 | 3.1693 | 3.5654 | 3.9616 | 4.3577 | 4.7539 | 5.1501 | 5.5462
2019-06-13 10:00 | 43629.4167 | 1.6239 | 2.1652 | 2.7064 | 3.2477 | 3.789 | 4.3303 | 4.8716 | 5.4129 | 5.9542 | 6.4955 | 7.0368 | 7.578
2019-06-13 11:00 | 43629.4583 | 1.9366 | 2.5821 | 3.2276 | 3.8731 | 4.5186 | 5.1642 | 5.8097 | 6.4552 | 7.1007 | 7.7463 | 8.3918 | 9.0373
2019-06-13 12:00 | 43629.5 | 2.3199 | 3.0932 | 3.8665 | 4.6398 | 5.4131 | 6.1863 | 6.9596 | 7.7329 | 8.5062 | 9.2795 | 10.0528 | 10.8261
2019-06-13 13:00 | 43629.5417 | 2.408 | 3.2106 | 4.0133 | 4.816 | 5.6186 | 6.4213 | 7.2239 | 8.0266 | 8.8292 | 9.6319 | 10.4346 | 11.2372
2019-06-13 14:00 | 43629.5833 | 2.2958 | 3.061 | 3.8263 | 4.5915 | 5.3568 | 6.122 | 6.8873 | 7.6525 | 8.4178 | 9.183 | 9.9483 | 10.7135
2019-06-13 15:00 | 43629.625 | 2.0446 | 2.7262 | 3.4077 | 4.0892 | 4.7708 | 5.4523 | 6.1339 | 6.8154 | 7.4969 | 8.1785 | 8.86 | 9.5416
2019-06-13 16:00 | 43629.6667 | 1.6174 | 2.1565 | 2.6956 | 3.2347 | 3.7739 | 4.313 | 4.8521 | 5.3912 | 5.9303 | 6.4695 | 7.0086 | 7.5477
2019-06-13 17:00 | 43629.7083 | 1.0497 | 1.3996 | 1.7495 | 2.0994 | 2.4493 | 2.7992 | 3.1491 | 3.499 | 3.8489 | 4.1988 | 4.5487 | 4.8986
2019-06-13 18:00 | 43629.75 | 0.57887 | 0.77183 | 0.96479 | 1.1577 | 1.3507 | 1.5437 | 1.7366 | 1.9296 | 2.1225 | 2.3155 | 2.5085 | 2.7014
2019-06-13 19:00 | 43629.7917 | 0.18509 | 0.24679 | 0.30848 | 0.37018 | 0.43187 | 0.49357 | 0.55527 | 0.61696 | 0.67866 | 0.74036 | 0.80205 | 0.86375
2019-06-13 20:00 | 43629.8333 | 0.030542 | 0.040723 | 0.050903 | 0.061084 | 0.071264 | 0.081445 | 0.091626 | 0.10181 | 0.11199 | 0.12217 | 0.13235 | 0.14253
2019-06-13 21:00 | 43629.875 | 0 | 0 | 0 | 0 | 0 | 0 | 0 | 0 | 0 | 0 | 0 | 0
2019-06-13 22:00 | 43629.9167 | 0 | 0 | 0 | 0 | 0 | 0 | 0 | 0 | 0 | 0 | 0 | 0
2019-06-13 23:00 | 43629.9583 | 0 | 0 | 0 | 0 | 0 | 0 | 0 | 0 | 0 | 0 | 0 | 0
2019-06-14 | 43630 | 0 | 0 | 0 | 0 | 0 | 0 | 0 | 0 | 0 | 0 | 0 | 0
2019-06-14 01:00 | 43630.0417 | 0 | 0 | 0 | 0 | 0 | 0 | 0 | 0 | 0 | 0 | 0 | 0
2019-06-14 02:00 | 43630.0833 | 0 | 0 | 0 | 0 | 0 | 0 | 0 | 0 | 0 | 0 | 0 | 0
2019-06-14 03:00 | 43630.125 | 0 | 0 | 0 | 0 | 0 | 0 | 0 | 0 | 0 | 0 | 0 | 0
2019-06-14 04:00 | 43630.1667 | 0 | 0 | 0 | 0 | 0 | 0 | 0 | 0 | 0 | 0 | 0 | 0
2019-06-14 05:00 | 43630.2083 | 0 | 0 | 0 | 0 | 0 | 0 | 0 | 0 | 0 | 0 | 0 | 0
2019-06-14 06:00 | 43630.25 | 0.043179 | 0.057572 | 0.071965 | 0.086358 | 0.10075 | 0.11514 | 0.12954 | 0.14393 | 0.15832 | 0.17272 | 0.18711 | 0.2015
2019-06-14 07:00 | 43630.2917 | 0.23917 | 0.31889 | 0.39862 | 0.47834 | 0.55806 | 0.63779 | 0.71751 | 0.79723 | 0.87696 | 0.95668 | 1.0364 | 1.1161
2019-06-14 08:00 | 43630.3333 | 0.93219 | 1.2429 | 1.5536 | 1.8644 | 2.1751 | 2.4858 | 2.7966 | 3.1073 | 3.418 | 3.7287 | 4.0395 | 4.3502
2019-06-14 09:00 | 43630.375 | 1.685 | 2.2467 | 2.8083 | 3.37 | 3.9317 | 4.4933 | 5.055 | 5.6167 | 6.1783 | 6.74 | 7.3017 | 7.8633
2019-06-14 10:00 | 43630.4167 | 2.3888 | 3.1851 | 3.9814 | 4.7777 | 5.574 | 6.3702 | 7.1665 | 7.9628 | 8.7591 | 9.5554 | 10.3517 | 11.1479
2019-06-14 11:00 | 43630.4583 | 1.3767 | 1.8357 | 2.2946 | 2.7535 | 3.2124 | 3.6713 | 4.1302 | 4.5892 | 5.0481 | 5.507 | 5.9659 | 6.4248
2019-06-14 12:00 | 43630.5 | 1.2883 | 1.7177 | 2.1471 | 2.5766 | 3.006 | 3.4354 | 3.8648 | 4.2943 | 4.7237 | 5.1531 | 5.5825 | 6.012
2019-06-14 13:00 | 43630.5417 | 1.1359 | 1.5145 | 1.8931 | 2.2717 | 2.6503 | 3.029 | 3.4076 | 3.7862 | 4.1648 | 4.5434 | 4.9221 | 5.3007
2019-06-14 14:00 | 43630.5833 | 1.1737 | 1.565 | 1.9562 | 2.3475 | 2.7387 | 3.13 | 3.5212 | 3.9125 | 4.3037 | 4.695 | 5.0862 | 5.4774
2019-06-14 15:00 | 43630.625 | 1.1485 | 1.5313 | 1.9142 | 2.297 | 2.6798 | 3.0626 | 3.4455 | 3.8283 | 4.2111 | 4.594 | 4.9768 | 5.3596
2019-06-14 16:00 | 43630.6667 | 0.90651 | 1.2087 | 1.5108 | 1.813 | 2.1152 | 2.4173 | 2.7195 | 3.0217 | 3.3239 | 3.626 | 3.9282 | 4.2304
2019-06-14 17:00 | 43630.7083 | 0.54445 | 0.72594 | 0.90742 | 1.0889 | 1.2704 | 1.4519 | 1.6334 | 1.8148 | 1.9963 | 2.1778 | 2.3593 | 2.5408
2019-06-14 18:00 | 43630.75 | 0.30431 | 0.40575 | 0.50718 | 0.60862 | 0.71006 | 0.8115 | 0.91293 | 1.0144 | 1.1158 | 1.2172 | 1.3187 | 1.4201
2019-06-14 19:00 | 43630.7917 | 0.11612 | 0.15483 | 0.19353 | 0.23224 | 0.27095 | 0.30965 | 0.34836 | 0.38707 | 0.42577 | 0.46448 | 0.50318 | 0.54189
2019-06-14 20:00 | 43630.8333 | 0.0063567 | 0.0084757 | 0.010595 | 0.012713 | 0.014832 | 0.016951 | 0.01907 | 0.021189 | 0.023308 | 0.025427 | 0.027546 | 0.029665
2019-06-14 21:00 | 43630.875 | 0 | 0 | 0 | 0 | 0 | 0 | 0 | 0 | 0 | 0 | 0 | 0
2019-06-14 22:00 | 43630.9167 | 0 | 0 | 0 | 0 | 0 | 0 | 0 | 0 | 0 | 0 | 0 | 0
2019-06-14 23:00 | 43630.9583 | 0 | 0 | 0 | 0 | 0 | 0 | 0 | 0 | 0 | 0 | 0 | 0
2019-06-15 | 43631 | 0 | 0 | 0 | 0 | 0 | 0 | 0 | 0 | 0 | 0 | 0 | 0
2019-06-15 01:00 | 43631.0417 | 0 | 0 | 0 | 0 | 0 | 0 | 0 | 0 | 0 | 0 | 0 | 0
2019-06-15 02:00 | 43631.0833 | 0 | 0 | 0 | 0 | 0 | 0 | 0 | 0 | 0 | 0 | 0 | 0
2019-06-15 03:00 | 43631.125 | 0 | 0 | 0 | 0 | 0 | 0 | 0 | 0 | 0 | 0 | 0 | 0
2019-06-15 04:00 | 43631.1667 | 0 | 0 | 0 | 0 | 0 | 0 | 0 | 0 | 0 | 0 | 0 | 0
2019-06-15 05:00 | 43631.2083 | 0 | 0 | 0 | 0 | 0 | 0 | 0 | 0 | 0 | 0 | 0 | 0
2019-06-15 06:00 | 43631.25 | 0.018492 | 0.024656 | 0.030821 | 0.036985 | 0.043149 | 0.049313 | 0.055477 | 0.061641 | 0.067805 | 0.073969 | 0.080133 | 0.086298
2019-06-15 07:00 | 43631.2917 | 0.067495 | 0.089993 | 0.11249 | 0.13499 | 0.15749 | 0.17999 | 0.20248 | 0.22498 | 0.24748 | 0.26998 | 0.29248 | 0.31498
2019-06-15 08:00 | 43631.3333 | 0.13005 | 0.1734 | 0.21674 | 0.26009 | 0.30344 | 0.34679 | 0.39014 | 0.43349 | 0.47684 | 0.52019 | 0.56353 | 0.60688
2019-06-15 09:00 | 43631.375 | 0.18931 | 0.25241 | 0.31551 | 0.37861 | 0.44171 | 0.50481 | 0.56792 | 0.63102 | 0.69412 | 0.75722 | 0.82032 | 0.88343
2019-06-15 10:00 | 43631.4167 | 0.2329 | 0.31054 | 0.38817 | 0.46581 | 0.54344 | 0.62107 | 0.69871 | 0.77634 | 0.85398 | 0.93161 | 1.0092 | 1.0869
2019-06-15 11:00 | 43631.4583 | 0.25968 | 0.34624 | 0.4328 | 0.51936 | 0.60592 | 0.69248 | 0.77903 | 0.86559 | 0.95215 | 1.0387 | 1.1253 | 1.2118
2019-06-15 12:00 | 43631.5 | 0.27689 | 0.36918 | 0.46148 | 0.55377 | 0.64607 | 0.73837 | 0.83066 | 0.92296 | 1.0153 | 1.1075 | 1.1998 | 1.2921
2019-06-15 13:00 | 43631.5417 | 0.28659 | 0.38212 | 0.47765 | 0.57319 | 0.66872 | 0.76425 | 0.85978 | 0.95531 | 1.0508 | 1.1464 | 1.2419 | 1.3374
2019-06-15 14:00 | 43631.5833 | 0.27075 | 0.361 | 0.45125 | 0.5415 | 0.63175 | 0.722 | 0.81225 | 0.9025 | 0.99275 | 1.083 | 1.1733 | 1.2635
2019-06-15 15:00 | 43631.625 | 0.22758 | 0.30345 | 0.37931 | 0.45517 | 0.53103 | 0.60689 | 0.68275 | 0.75861 | 0.83448 | 0.91034 | 0.9862 | 1.0621
2019-06-15 16:00 | 43631.6667 | 0.18753 | 0.25004 | 0.31255 | 0.37505 | 0.43756 | 0.50007 | 0.56258 | 0.62509 | 0.6876 | 0.75011 | 0.81262 | 0.87513
2019-06-15 17:00 | 43631.7083 | 0.14825 | 0.19767 | 0.24709 | 0.2965 | 0.34592 | 0.39534 | 0.44475 | 0.49417 | 0.54359 | 0.59301 | 0.64242 | 0.69184
2019-06-15 18:00 | 43631.75 | 0.10986 | 0.14648 | 0.1831 | 0.21972 | 0.25634 | 0.29296 | 0.32958 | 0.3662 | 0.40282 | 0.43944 | 0.47606 | 0.51268
2019-06-15 19:00 | 43631.7917 | 0.058912 | 0.07855 | 0.098187 | 0.11782 | 0.13746 | 0.1571 | 0.17674 | 0.19637 | 0.21601 | 0.23565 | 0.25529 | 0.27492
2019-06-15 20:00 | 43631.8333 | 0.00821 | 0.010947 | 0.013683 | 0.01642 | 0.019157 | 0.021893 | 0.02463 | 0.027367 | 0.030103 | 0.03284 | 0.035577 | 0.038313
2019-06-15 21:00 | 43631.875 | 0 | 0 | 0 | 0 | 0 | 0 | 0 | 0 | 0 | 0 | 0 | 0
2019-06-15 22:00 | 43631.9167 | 0 | 0 | 0 | 0 | 0 | 0 | 0 | 0 | 0 | 0 | 0 | 0
2019-06-15 23:00 | 43631.9583 | 0 | 0 | 0 | 0 | 0 | 0 | 0 | 0 | 0 | 0 | 0 | 0
2019-06-16 | 43632 | 0 | 0 | 0 | 0 | 0 | 0 | 0 | 0 | 0 | 0 | 0 | 0
2019-06-16 01:00 | 43632.0417 | 0 | 0 | 0 | 0 | 0 | 0 | 0 | 0 | 0 | 0 | 0 | 0
2019-06-16 02:00 | 43632.0833 | 0 | 0 | 0 | 0 | 0 | 0 | 0 | 0 | 0 | 0 | 0 | 0
2019-06-16 03:00 | 43632.125 | 0 | 0 | 0 | 0 | 0 | 0 | 0 | 0 | 0 | 0 | 0 | 0
2019-06-16 04:00 | 43632.1667 | 0 | 0 | 0 | 0 | 0 | 0 | 0 | 0 | 0 | 0 | 0 | 0
2019-06-16 05:00 | 43632.2083 | 0 | 0 | 0 | 0 | 0 | 0 | 0 | 0 | 0 | 0 | 0 | 0
2019-06-16 06:00 | 43632.25 | 0.081888 | 0.10918 | 0.13648 | 0.16378 | 0.19107 | 0.21837 | 0.24566 | 0.27296 | 0.30025 | 0.32755 | 0.35485 | 0.38214
2019-06-16 07:00 | 43632.2917 | 0.32066 | 0.42755 | 0.53444 | 0.64132 | 0.74821 | 0.8551 | 0.96199 | 1.0689 | 1.1758 | 1.2826 | 1.3895 | 1.4964
2019-06-16 08:00 | 43632.3333 | 0.71339 | 0.95118 | 1.189 | 1.4268 | 1.6646 | 1.9024 | 2.1402 | 2.378 | 2.6157 | 2.8535 | 3.0913 | 3.3291
2019-06-16 09:00 | 43632.375 | 1.1176 | 1.4902 | 1.8627 | 2.2353 | 2.6078 | 2.9804 | 3.3529 | 3.7255 | 4.098 | 4.4706 | 4.8431 | 5.2157
2019-06-16 10:00 | 43632.4167 | 1.5535 | 2.0713 | 2.5891 | 3.1069 | 3.6248 | 4.1426 | 4.6604 | 5.1782 | 5.696 | 6.2139 | 6.7317 | 7.2495
2019-06-16 11:00 | 43632.4583 | 1.8526 | 2.4701 | 3.0876 | 3.7052 | 4.3227 | 4.9402 | 5.5578 | 6.1753 | 6.7928 | 7.4103 | 8.0279 | 8.6454
2019-06-16 12:00 | 43632.5 | 2.0431 | 2.7242 | 3.4052 | 4.0863 | 4.7673 | 5.4484 | 6.1294 | 6.8105 | 7.4915 | 8.1726 | 8.8536 | 9.5347
2019-06-16 13:00 | 43632.5417 | 2.1127 | 2.8169 | 3.5211 | 4.2253 | 4.9296 | 5.6338 | 6.338 | 7.0422 | 7.7464 | 8.4507 | 9.1549 | 9.8591
2019-06-16 14:00 | 43632.5833 | 1.998 | 2.664 | 3.3299 | 3.9959 | 4.6619 | 5.3279 | 5.9939 | 6.6599 | 7.3259 | 7.9919 | 8.6579 | 9.3238
2019-06-16 15:00 | 43632.625 | 1.7183 | 2.291 | 2.8638 | 3.4365 | 4.0093 | 4.582 | 5.1548 | 5.7275 | 6.3003 | 6.873 | 7.4458 | 8.0185
2019-06-16 16:00 | 43632.6667 | 1.4426 | 1.9235 | 2.4044 | 2.8852 | 3.3661 | 3.847 | 4.3278 | 4.8087 | 5.2896 | 5.7705 | 6.2513 | 6.7322
2019-06-16 17:00 | 43632.7083 | 1.0653 | 1.4205 | 1.7756 | 2.1307 | 2.4858 | 2.8409 | 3.196 | 3.5512 | 3.9063 | 4.2614 | 4.6165 | 4.9716
2019-06-16 18:00 | 43632.75 | 0.59255 | 0.79007 | 0.98758 | 1.1851 | 1.3826 | 1.5801 | 1.7777 | 1.9752 | 2.1727 | 2.3702 | 2.5677 | 2.7652
2019-06-16 19:00 | 43632.7917 | 0.19606 | 0.26142 | 0.32677 | 0.39213 | 0.45748 | 0.52284 | 0.58819 | 0.65355 | 0.7189 | 0.78426 | 0.84961 | 0.91496
2019-06-16 20:00 | 43632.8333 | 0.048184 | 0.064245 | 0.080306 | 0.096367 | 0.11243 | 0.12849 | 0.14455 | 0.16061 | 0.17667 | 0.19273 | 0.2088 | 0.22486
2019-06-16 21:00 | 43632.875 | 0 | 0 | 0 | 0 | 0 | 0 | 0 | 0 | 0 | 0 | 0 | 0
2019-06-16 22:00 | 43632.9167 | 0 | 0 | 0 | 0 | 0 | 0 | 0 | 0 | 0 | 0 | 0 | 0
2019-06-16 23:00 | 43632.9583 | 0 | 0 | 0 | 0 | 0 | 0 | 0 | 0 | 0 | 0 | 0 | 0
2019-06-17 | 43633 | 0 | 0 | 0 | 0 | 0 | 0 | 0 | 0 | 0 | 0 | 0 | 0
2019-06-17 01:00 | 43633.0417 | 0 | 0 | 0 | 0 | 0 | 0 | 0 | 0 | 0 | 0 | 0 | 0
2019-06-17 02:00 | 43633.0833 | 0 | 0 | 0 | 0 | 0 | 0 | 0 | 0 | 0 | 0 | 0 | 0
2019-06-17 03:00 | 43633.125 | 0 | 0 | 0 | 0 | 0 | 0 | 0 | 0 | 0 | 0 | 0 | 0
2019-06-17 04:00 | 43633.1667 | 0 | 0 | 0 | 0 | 0 | 0 | 0 | 0 | 0 | 0 | 0 | 0
2019-06-17 05:00 | 43633.2083 | 0 | 0 | 0 | 0 | 0 | 0 | 0 | 0 | 0 | 0 | 0 | 0
2019-06-17 06:00 | 43633.25 | 0.067574 | 0.090099 | 0.11262 | 0.13515 | 0.15767 | 0.1802 | 0.20272 | 0.22525 | 0.24777 | 0.2703 | 0.29282 | 0.31535
2019-06-17 07:00 | 43633.2917 | 0.26237 | 0.34983 | 0.43729 | 0.52474 | 0.6122 | 0.69966 | 0.78711 | 0.87457 | 0.96203 | 1.0495 | 1.1369 | 1.2244
2019-06-17 08:00 | 43633.3333 | 0.77327 | 1.031 | 1.2888 | 1.5465 | 1.8043 | 2.062 | 2.3198 | 2.5776 | 2.8353 | 3.0931 | 3.3508 | 3.6086
2019-06-17 09:00 | 43633.375 | 1.2604 | 1.6805 | 2.1006 | 2.5208 | 2.9409 | 3.361 | 3.7811 | 4.2013 | 4.6214 | 5.0415 | 5.4616 | 5.8818
2019-06-17 10:00 | 43633.4167 | 1.701 | 2.2679 | 2.8349 | 3.4019 | 3.9689 | 4.5359 | 5.1029 | 5.6698 | 6.2368 | 6.8038 | 7.3708 | 7.9378
2019-06-17 11:00 | 43633.4583 | 1.9817 | 2.6422 | 3.3028 | 3.9633 | 4.6239 | 5.2845 | 5.945 | 6.6056 | 7.2661 | 7.9267 | 8.5872 | 9.2478
2019-06-17 12:00 | 43633.5 | 2.0112 | 2.6817 | 3.3521 | 4.0225 | 4.6929 | 5.3633 | 6.0337 | 6.7041 | 7.3745 | 8.045 | 8.7154 | 9.3858
2019-06-17 13:00 | 43633.5417 | 2.1821 | 2.9094 | 3.6368 | 4.3642 | 5.0915 | 5.8189 | 6.5462 | 7.2736 | 8.001 | 8.7283 | 9.4557 | 10.183
2019-06-17 14:00 | 43633.5833 | 2.1354 | 2.8473 | 3.5591 | 4.2709 | 4.9827 | 5.6945 | 6.4063 | 7.1181 | 7.83 | 8.5418 | 9.2536 | 9.9654
2019-06-17 15:00 | 43633.625 | 1.9179 | 2.5573 | 3.1966 | 3.8359 | 4.4752 | 5.1145 | 5.7538 | 6.3932 | 7.0325 | 7.6718 | 8.3111 | 8.9504
2019-06-17 16:00 | 43633.6667 | 1.4971 | 1.9961 | 2.4951 | 2.9941 | 3.4932 | 3.9922 | 4.4912 | 4.9902 | 5.4893 | 5.9883 | 6.4873 | 6.9863
2019-06-17 17:00 | 43633.7083 | 1.0655 | 1.4207 | 1.7758 | 2.131 | 2.4862 | 2.8414 | 3.1965 | 3.5517 | 3.9069 | 4.262 | 4.6172 | 4.9724
2019-06-17 18:00 | 43633.75 | 0.56485 | 0.75314 | 0.94142 | 1.1297 | 1.318 | 1.5063 | 1.6946 | 1.8828 | 2.0711 | 2.2594 | 2.4477 | 2.636
2019-06-17 19:00 | 43633.7917 | 0.17851 | 0.23802 | 0.29752 | 0.35703 | 0.41653 | 0.47604 | 0.53554 | 0.59505 | 0.65455 | 0.71406 | 0.77356 | 0.83307
2019-06-17 20:00 | 43633.8333 | 0.046776 | 0.062368 | 0.07796 | 0.093552 | 0.10914 | 0.12474 | 0.14033 | 0.15592 | 0.17151 | 0.1871 | 0.20269 | 0.21829
2019-06-17 21:00 | 43633.875 | 0 | 0 | 0 | 0 | 0 | 0 | 0 | 0 | 0 | 0 | 0 | 0
2019-06-17 22:00 | 43633.9167 | 0 | 0 | 0 | 0 | 0 | 0 | 0 | 0 | 0 | 0 | 0 | 0
2019-06-17 23:00 | 43633.9583 | 0 | 0 | 0 | 0 | 0 | 0 | 0 | 0 | 0 | 0 | 0 | 0
2019-06-18 | 43634 | 0 | 0 | 0 | 0 | 0 | 0 | 0 | 0 | 0 | 0 | 0 | 0
2019-06-18 01:00 | 43634.0417 | 0 | 0 | 0 | 0 | 0 | 0 | 0 | 0 | 0 | 0 | 0 | 0
2019-06-18 02:00 | 43634.0833 | 0 | 0 | 0 | 0 | 0 | 0 | 0 | 0 | 0 | 0 | 0 | 0
2019-06-18 03:00 | 43634.125 | 0 | 0 | 0 | 0 | 0 | 0 | 0 | 0 | 0 | 0 | 0 | 0
2019-06-18 04:00 | 43634.1667 | 0 | 0 | 0 | 0 | 0 | 0 | 0 | 0 | 0 | 0 | 0 | 0
2019-06-18 05:00 | 43634.2083 | 0 | 0 | 0 | 0 | 0 | 0 | 0 | 0 | 0 | 0 | 0 | 0
2019-06-18 06:00 | 43634.25 | 0.065404 | 0.087205 | 0.10901 | 0.13081 | 0.15261 | 0.17441 | 0.19621 | 0.21801 | 0.23981 | 0.26162 | 0.28342 | 0.30522
2019-06-18 07:00 | 43634.2917 | 0.24185 | 0.32246 | 0.40308 | 0.48369 | 0.56431 | 0.64492 | 0.72554 | 0.80615 | 0.88677 | 0.96738 | 1.048 | 1.1286
2019-06-18 08:00 | 43634.3333 | 0.78646 | 1.0486 | 1.3108 | 1.5729 | 1.8351 | 2.0972 | 2.3594 | 2.6215 | 2.8837 | 3.1458 | 3.408 | 3.6702
2019-06-18 09:00 | 43634.375 | 1.4677 | 1.9569 | 2.4461 | 2.9353 | 3.4246 | 3.9138 | 4.403 | 4.8922 | 5.3814 | 5.8707 | 6.3599 | 6.8491
2019-06-18 10:00 | 43634.4167 | 1.6188 | 2.1584 | 2.698 | 3.2376 | 3.7772 | 4.3168 | 4.8564 | 5.396 | 5.9356 | 6.4752 | 7.0148 | 7.5545
2019-06-18 11:00 | 43634.4583 | 2.0455 | 2.7273 | 3.4092 | 4.091 | 4.7728 | 5.4546 | 6.1365 | 6.8183 | 7.5001 | 8.182 | 8.8638 | 9.5456
2019-06-18 12:00 | 43634.5 | 2.0555 | 2.7406 | 3.4258 | 4.111 | 4.7961 | 5.4813 | 6.1664 | 6.8516 | 7.5368 | 8.2219 | 8.9071 | 9.5922
2019-06-18 13:00 | 43634.5417 | 2.51 | 3.3467 | 4.1833 | 5.02 | 5.8567 | 6.6934 | 7.53 | 8.3667 | 9.2034 | 10.04 | 10.8767 | 11.7134
2019-06-18 14:00 | 43634.5833 | 2.5657 | 3.4209 | 4.2762 | 5.1314 | 5.9866 | 6.8418 | 7.6971 | 8.5523 | 9.4075 | 10.2628 | 11.118 | 11.9732
2019-06-18 15:00 | 43634.625 | 2.1678 | 2.8904 | 3.6131 | 4.3357 | 5.0583 | 5.7809 | 6.5035 | 7.2261 | 7.9487 | 8.6713 | 9.3939 | 10.1166
2019-06-18 16:00 | 43634.6667 | 1.5706 | 2.0941 | 2.6176 | 3.1411 | 3.6646 | 4.1881 | 4.7117 | 5.2352 | 5.7587 | 6.2822 | 6.8057 | 7.3293
2019-06-18 17:00 | 43634.7083 | 1.1068 | 1.4757 | 1.8447 | 2.2136 | 2.5825 | 2.9514 | 3.3204 | 3.6893 | 4.0582 | 4.4272 | 4.7961 | 5.165
2019-06-18 18:00 | 43634.75 | 0.54344 | 0.72459 | 0.90574 | 1.0869 | 1.268 | 1.4492 | 1.6303 | 1.8115 | 1.9926 | 2.1738 | 2.3549 | 2.5361
2019-06-18 19:00 | 43634.7917 | 0.20493 | 0.27324 | 0.34155 | 0.40986 | 0.47817 | 0.54648 | 0.61479 | 0.6831 | 0.75141 | 0.81972 | 0.88803 | 0.95634
2019-06-18 20:00 | 43634.8333 | 0.05242 | 0.069893 | 0.087366 | 0.10484 | 0.12231 | 0.13979 | 0.15726 | 0.17473 | 0.19221 | 0.20968 | 0.22715 | 0.24462
2019-06-18 21:00 | 43634.875 | 0 | 0 | 0 | 0 | 0 | 0 | 0 | 0 | 0 | 0 | 0 | 0
2019-06-18 22:00 | 43634.9167 | 0 | 0 | 0 | 0 | 0 | 0 | 0 | 0 | 0 | 0 | 0 | 0
2019-06-18 23:00 | 43634.9583 | 0 | 0 | 0 | 0 | 0 | 0 | 0 | 0 | 0 | 0 | 0 | 0
2019-06-19 | 43635 | 0 | 0 | 0 | 0 | 0 | 0 | 0 | 0 | 0 | 0 | 0 | 0
2019-06-19 01:00 | 43635.0417 | 0 | 0 | 0 | 0 | 0 | 0 | 0 | 0 | 0 | 0 | 0 | 0
2019-06-19 02:00 | 43635.0833 | 0 | 0 | 0 | 0 | 0 | 0 | 0 | 0 | 0 | 0 | 0 | 0
2019-06-19 03:00 | 43635.125 | 0 | 0 | 0 | 0 | 0 | 0 | 0 | 0 | 0 | 0 | 0 | 0
2019-06-19 04:00 | 43635.1667 | 0 | 0 | 0 | 0 | 0 | 0 | 0 | 0 | 0 | 0 | 0 | 0
2019-06-19 05:00 | 43635.2083 | 0 | 0 | 0 | 0 | 0 | 0 | 0 | 0 | 0 | 0 | 0 | 0
2019-06-19 06:00 | 43635.25 | 0.061154 | 0.081539 | 0.10192 | 0.12231 | 0.14269 | 0.16308 | 0.18346 | 0.20385 | 0.22423 | 0.24462 | 0.265 | 0.28539
2019-06-19 07:00 | 43635.2917 | 0.11043 | 0.14725 | 0.18406 | 0.22087 | 0.25768 | 0.29449 | 0.3313 | 0.36811 | 0.40493 | 0.44174 | 0.47855 | 0.51536
2019-06-19 08:00 | 43635.3333 | 0.16611 | 0.22147 | 0.27684 | 0.33221 | 0.38758 | 0.44295 | 0.49832 | 0.55369 | 0.60905 | 0.66442 | 0.71979 | 0.77516
2019-06-19 09:00 | 43635.375 | 0.43172 | 0.57563 | 0.71954 | 0.86345 | 1.0074 | 1.1513 | 1.2952 | 1.4391 | 1.583 | 1.7269 | 1.8708 | 2.0147
2019-06-19 10:00 | 43635.4167 | 0.56952 | 0.75937 | 0.94921 | 1.139 | 1.3289 | 1.5187 | 1.7086 | 1.8984 | 2.0883 | 2.2781 | 2.4679 | 2.6578
2019-06-19 11:00 | 43635.4583 | 0.56924 | 0.75899 | 0.94873 | 1.1385 | 1.3282 | 1.518 | 1.7077 | 1.8975 | 2.0872 | 2.277 | 2.4667 | 2.6565
2019-06-19 12:00 | 43635.5 | 0.69474 | 0.92632 | 1.1579 | 1.3895 | 1.6211 | 1.8526 | 2.0842 | 2.3158 | 2.5474 | 2.779 | 3.0105 | 3.2421
2019-06-19 13:00 | 43635.5417 | 0.80758 | 1.0768 | 1.346 | 1.6152 | 1.8844 | 2.1535 | 2.4227 | 2.6919 | 2.9611 | 3.2303 | 3.4995 | 3.7687
2019-06-19 14:00 | 43635.5833 | 0.78637 | 1.0485 | 1.3106 | 1.5727 | 1.8349 | 2.097 | 2.3591 | 2.6212 | 2.8834 | 3.1455 | 3.4076 | 3.6697
2019-06-19 15:00 | 43635.625 | 0.67616 | 0.90154 | 1.1269 | 1.3523 | 1.5777 | 1.8031 | 2.0285 | 2.2539 | 2.4792 | 2.7046 | 2.93 | 3.1554
2019-06-19 16:00 | 43635.6667 | 0.4126 | 0.55014 | 0.68767 | 0.82521 | 0.96274 | 1.1003 | 1.2378 | 1.3753 | 1.5129 | 1.6504 | 1.788 | 1.9255
2019-06-19 17:00 | 43635.7083 | 0.35315 | 0.47086 | 0.58858 | 0.70629 | 0.82401 | 0.94172 | 1.0594 | 1.1772 | 1.2949 | 1.4126 | 1.5303 | 1.648
2019-06-19 18:00 | 43635.75 | 0.25335 | 0.3378 | 0.42225 | 0.5067 | 0.59115 | 0.6756 | 0.76005 | 0.8445 | 0.92895 | 1.0134 | 1.0978 | 1.1823
2019-06-19 19:00 | 43635.7917 | 0.17016 | 0.22689 | 0.28361 | 0.34033 | 0.39705 | 0.45377 | 0.51049 | 0.56721 | 0.62394 | 0.68066 | 0.73738 | 0.7941
2019-06-19 20:00 | 43635.8333 | 0.035433 | 0.047244 | 0.059055 | 0.070865 | 0.082676 | 0.094487 | 0.1063 | 0.11811 | 0.12992 | 0.14173 | 0.15354 | 0.16535
2019-06-19 21:00 | 43635.875 | 0 | 0 | 0 | 0 | 0 | 0 | 0 | 0 | 0 | 0 | 0 | 0
2019-06-19 22:00 | 43635.9167 | 0 | 0 | 0 | 0 | 0 | 0 | 0 | 0 | 0 | 0 | 0 | 0
2019-06-19 23:00 | 43635.9583 | 0 | 0 | 0 | 0 | 0 | 0 | 0 | 0 | 0 | 0 | 0 | 0
2019-06-20 | 43636 | 0 | 0 | 0 | 0 | 0 | 0 | 0 | 0 | 0 | 0 | 0 | 0
2019-06-20 01:00 | 43636.0417 | 0 | 0 | 0 | 0 | 0 | 0 | 0 | 0 | 0 | 0 | 0 | 0
2019-06-20 02:00 | 43636.0833 | 0 | 0 | 0 | 0 | 0 | 0 | 0 | 0 | 0 | 0 | 0 | 0
2019-06-20 03:00 | 43636.125 | 0 | 0 | 0 | 0 | 0 | 0 | 0 | 0 | 0 | 0 | 0 | 0
2019-06-20 04:00 | 43636.1667 | 0 | 0 | 0 | 0 | 0 | 0 | 0 | 0 | 0 | 0 | 0 | 0
2019-06-20 05:00 | 43636.2083 | 0 | 0 | 0 | 0 | 0 | 0 | 0 | 0 | 0 | 0 | 0 | 0
2019-06-20 06:00 | 43636.25 | 0.046434 | 0.061911 | 0.077389 | 0.092867 | 0.10835 | 0.12382 | 0.1393 | 0.15478 | 0.17026 | 0.18573 | 0.20121 | 0.21669
2019-06-20 07:00 | 43636.2917 | 0.21658 | 0.28878 | 0.36097 | 0.43317 | 0.50536 | 0.57756 | 0.64975 | 0.72195 | 0.79414 | 0.86633 | 0.93853 | 1.0107
2019-06-20 08:00 | 43636.3333 | 0.47632 | 0.63509 | 0.79386 | 0.95263 | 1.1114 | 1.2702 | 1.429 | 1.5877 | 1.7465 | 1.9053 | 2.064 | 2.2228
2019-06-20 09:00 | 43636.375 | 0.68485 | 0.91314 | 1.1414 | 1.3697 | 1.598 | 1.8263 | 2.0546 | 2.2828 | 2.5111 | 2.7394 | 2.9677 | 3.196
2019-06-20 10:00 | 43636.4167 | 0.98477 | 1.313 | 1.6413 | 1.9695 | 2.2978 | 2.6261 | 2.9543 | 3.2826 | 3.6108 | 3.9391 | 4.2674 | 4.5956
2019-06-20 11:00 | 43636.4583 | 1.108 | 1.4773 | 1.8467 | 2.216 | 2.5853 | 2.9547 | 3.324 | 3.6933 | 4.0627 | 4.432 | 4.8013 | 5.1706
2019-06-20 12:00 | 43636.5 | 1.0401 | 1.3867 | 1.7334 | 2.0801 | 2.4268 | 2.7735 | 3.1202 | 3.4669 | 3.8136 | 4.1602 | 4.5069 | 4.8536
2019-06-20 13:00 | 43636.5417 | 1.0117 | 1.3489 | 1.6861 | 2.0233 | 2.3606 | 2.6978 | 3.035 | 3.3722 | 3.7095 | 4.0467 | 4.3839 | 4.7211
2019-06-20 14:00 | 43636.5833 | 0.99027 | 1.3204 | 1.6504 | 1.9805 | 2.3106 | 2.6407 | 2.9708 | 3.3009 | 3.631 | 3.9611 | 4.2912 | 4.6212
2019-06-20 15:00 | 43636.625 | 0.85476 | 1.1397 | 1.4246 | 1.7095 | 1.9944 | 2.2794 | 2.5643 | 2.8492 | 3.1341 | 3.419 | 3.704 | 3.9889
2019-06-20 16:00 | 43636.6667 | 0.68458 | 0.91278 | 1.141 | 1.3692 | 1.5974 | 1.8256 | 2.0538 | 2.2819 | 2.5101 | 2.7383 | 2.9665 | 3.1947
2019-06-20 17:00 | 43636.7083 | 0.49691 | 0.66254 | 0.82818 | 0.99381 | 1.1594 | 1.3251 | 1.4907 | 1.6564 | 1.822 | 1.9876 | 2.1533 | 2.3189
2019-06-20 18:00 | 43636.75 | 0.32126 | 0.42835 | 0.53544 | 0.64253 | 0.74961 | 0.8567 | 0.96379 | 1.0709 | 1.178 | 1.2851 | 1.3921 | 1.4992
2019-06-20 19:00 | 43636.7917 | 0.14382 | 0.19176 | 0.23969 | 0.28763 | 0.33557 | 0.38351 | 0.43145 | 0.47939 | 0.52733 | 0.57527 | 0.62321 | 0.67115
2019-06-20 20:00 | 43636.8333 | 0.0075427 | 0.010057 | 0.012571 | 0.015085 | 0.0176 | 0.020114 | 0.022628 | 0.025142 | 0.027657 | 0.030171 | 0.032685 | 0.035199
2019-06-20 21:00 | 43636.875 | 0 | 0 | 0 | 0 | 0 | 0 | 0 | 0 | 0 | 0 | 0 | 0
2019-06-20 22:00 | 43636.9167 | 0 | 0 | 0 | 0 | 0 | 0 | 0 | 0 | 0 | 0 | 0 | 0
2019-06-20 23:00 | 43636.9583 | 0 | 0 | 0 | 0 | 0 | 0 | 0 | 0 | 0 | 0 | 0 | 0
2019-06-21 | 43637 | 0 | 0 | 0 | 0 | 0 | 0 | 0 | 0 | 0 | 0 | 0 | 0
2019-06-21 01:00 | 43637.0417 | 0 | 0 | 0 | 0 | 0 | 0 | 0 | 0 | 0 | 0 | 0 | 0
2019-06-21 02:00 | 43637.0833 | 0 | 0 | 0 | 0 | 0 | 0 | 0 | 0 | 0 | 0 | 0 | 0
2019-06-21 03:00 | 43637.125 | 0 | 0 | 0 | 0 | 0 | 0 | 0 | 0 | 0 | 0 | 0 | 0
2019-06-21 04:00 | 43637.1667 | 0 | 0 | 0 | 0 | 0 | 0 | 0 | 0 | 0 | 0 | 0 | 0
2019-06-21 05:00 | 43637.2083 | 0 | 0 | 0 | 0 | 0 | 0 | 0 | 0 | 0 | 0 | 0 | 0
2019-06-21 06:00 | 43637.25 | 0.080999 | 0.108 | 0.135 | 0.162 | 0.189 | 0.216 | 0.243 | 0.27 | 0.29699 | 0.32399 | 0.35099 | 0.37799
2019-06-21 07:00 | 43637.2917 | 0.27103 | 0.36137 | 0.45171 | 0.54206 | 0.6324 | 0.72274 | 0.81309 | 0.90343 | 0.99377 | 1.0841 | 1.1745 | 1.2648
2019-06-21 08:00 | 43637.3333 | 0.5532 | 0.7376 | 0.922 | 1.1064 | 1.2908 | 1.4752 | 1.6596 | 1.844 | 2.0284 | 2.2128 | 2.3972 | 2.5816
2019-06-21 09:00 | 43637.375 | 0.50302 | 0.6707 | 0.83837 | 1.006 | 1.1737 | 1.3414 | 1.5091 | 1.6767 | 1.8444 | 2.0121 | 2.1798 | 2.3474
2019-06-21 10:00 | 43637.4167 | 0.14063 | 0.18751 | 0.23438 | 0.28126 | 0.32813 | 0.37501 | 0.42189 | 0.46876 | 0.51564 | 0.56252 | 0.60939 | 0.65627
2019-06-21 11:00 | 43637.4583 | 0.61962 | 0.82616 | 1.0327 | 1.2392 | 1.4458 | 1.6523 | 1.8589 | 2.0654 | 2.272 | 2.4785 | 2.685 | 2.8916
2019-06-21 12:00 | 43637.5 | 0.96111 | 1.2815 | 1.6019 | 1.9222 | 2.2426 | 2.563 | 2.8833 | 3.2037 | 3.5241 | 3.8445 | 4.1648 | 4.4852
2019-06-21 13:00 | 43637.5417 | 1.1337 | 1.5116 | 1.8895 | 2.2674 | 2.6453 | 3.0232 | 3.4011 | 3.779 | 4.1569 | 4.5348 | 4.9127 | 5.2906
2019-06-21 14:00 | 43637.5833 | 1.3675 | 1.8233 | 2.2791 | 2.7349 | 3.1907 | 3.6466 | 4.1024 | 4.5582 | 5.014 | 5.4699 | 5.9257 | 6.3815
2019-06-21 15:00 | 43637.625 | 1.3593 | 1.8124 | 2.2654 | 2.7185 | 3.1716 | 3.6247 | 4.0778 | 4.5309 | 4.984 | 5.4371 | 5.8902 | 6.3433
2019-06-21 16:00 | 43637.6667 | 0.59057 | 0.78743 | 0.98429 | 1.1811 | 1.378 | 1.5749 | 1.7717 | 1.9686 | 2.1654 | 2.3623 | 2.5591 | 2.756
2019-06-21 17:00 | 43637.7083 | 0.523 | 0.69733 | 0.87167 | 1.046 | 1.2203 | 1.3947 | 1.569 | 1.7433 | 1.9177 | 2.092 | 2.2663 | 2.4407
2019-06-21 18:00 | 43637.75 | 0.41683 | 0.55577 | 0.69472 | 0.83366 | 0.9726 | 1.1115 | 1.2505 | 1.3894 | 1.5284 | 1.6673 | 1.8063 | 1.9452
2019-06-21 19:00 | 43637.7917 | 0.14443 | 0.19257 | 0.24071 | 0.28886 | 0.337 | 0.38514 | 0.43329 | 0.48143 | 0.52957 | 0.57772 | 0.62586 | 0.674
2019-06-21 20:00 | 43637.8333 | 0.012974 | 0.017299 | 0.021624 | 0.025949 | 0.030274 | 0.034599 | 0.038923 | 0.043248 | 0.047573 | 0.051898 | 0.056223 | 0.060547
2019-06-21 21:00 | 43637.875 | 0 | 0 | 0 | 0 | 0 | 0 | 0 | 0 | 0 | 0 | 0 | 0
2019-06-21 22:00 | 43637.9167 | 0 | 0 | 0 | 0 | 0 | 0 | 0 | 0 | 0 | 0 | 0 | 0
2019-06-21 23:00 | 43637.9583 | 0 | 0 | 0 | 0 | 0 | 0 | 0 | 0 | 0 | 0 | 0 | 0
2019-06-22 | 43638 | 0 | 0 | 0 | 0 | 0 | 0 | 0 | 0 | 0 | 0 | 0 | 0
2019-06-22 01:00 | 43638.0417 | 0 | 0 | 0 | 0 | 0 | 0 | 0 | 0 | 0 | 0 | 0 | 0
2019-06-22 02:00 | 43638.0833 | 0 | 0 | 0 | 0 | 0 | 0 | 0 | 0 | 0 | 0 | 0 | 0
2019-06-22 03:00 | 43638.125 | 0 | 0 | 0 | 0 | 0 | 0 | 0 | 0 | 0 | 0 | 0 | 0
2019-06-22 04:00 | 43638.1667 | 0 | 0 | 0 | 0 | 0 | 0 | 0 | 0 | 0 | 0 | 0 | 0
2019-06-22 05:00 | 43638.2083 | 0 | 0 | 0 | 0 | 0 | 0 | 0 | 0 | 0 | 0 | 0 | 0
2019-06-22 06:00 | 43638.25 | 0.0098842 | 0.013179 | 0.016474 | 0.019768 | 0.023063 | 0.026358 | 0.029653 | 0.032947 | 0.036242 | 0.039537 | 0.042832 | 0.046126
2019-06-22 07:00 | 43638.2917 | 0.089714 | 0.11962 | 0.14952 | 0.17943 | 0.20933 | 0.23924 | 0.26914 | 0.29905 | 0.32895 | 0.35886 | 0.38876 | 0.41867
2019-06-22 08:00 | 43638.3333 | 0.21637 | 0.28849 | 0.36062 | 0.43274 | 0.50487 | 0.57699 | 0.64911 | 0.72124 | 0.79336 | 0.86548 | 0.93761 | 1.0097
2019-06-22 09:00 | 43638.375 | 0.24503 | 0.32671 | 0.40839 | 0.49007 | 0.57175 | 0.65342 | 0.7351 | 0.81678 | 0.89846 | 0.98014 | 1.0618 | 1.1435
2019-06-22 10:00 | 43638.4167 | 0.41737 | 0.5565 | 0.69562 | 0.83474 | 0.97387 | 1.113 | 1.2521 | 1.3912 | 1.5304 | 1.6695 | 1.8086 | 1.9477
2019-06-22 11:00 | 43638.4583 | 0.51095 | 0.68127 | 0.85159 | 1.0219 | 1.1922 | 1.3625 | 1.5329 | 1.7032 | 1.8735 | 2.0438 | 2.2141 | 2.3844
2019-06-22 12:00 | 43638.5 | 0.63671 | 0.84894 | 1.0612 | 1.2734 | 1.4856 | 1.6979 | 1.9101 | 2.1224 | 2.3346 | 2.5468 | 2.7591 | 2.9713
2019-06-22 13:00 | 43638.5417 | 0.45967 | 0.61289 | 0.76611 | 0.91933 | 1.0726 | 1.2258 | 1.379 | 1.5322 | 1.6854 | 1.8387 | 1.9919 | 2.1451
2019-06-22 14:00 | 43638.5833 | 0.77325 | 1.031 | 1.2888 | 1.5465 | 1.8043 | 2.062 | 2.3198 | 2.5775 | 2.8353 | 3.093 | 3.3508 | 3.6085
2019-06-22 15:00 | 43638.625 | 0.91582 | 1.2211 | 1.5264 | 1.8316 | 2.1369 | 2.4422 | 2.7474 | 3.0527 | 3.358 | 3.6633 | 3.9685 | 4.2738
2019-06-22 16:00 | 43638.6667 | 0.78942 | 1.0526 | 1.3157 | 1.5788 | 1.842 | 2.1051 | 2.3683 | 2.6314 | 2.8945 | 3.1577 | 3.4208 | 3.684
2019-06-22 17:00 | 43638.7083 | 0.63829 | 0.85105 | 1.0638 | 1.2766 | 1.4893 | 1.7021 | 1.9149 | 2.1276 | 2.3404 | 2.5532 | 2.7659 | 2.9787
2019-06-22 18:00 | 43638.75 | 0.50294 | 0.67059 | 0.83823 | 1.0059 | 1.1735 | 1.3412 | 1.5088 | 1.6765 | 1.8441 | 2.0118 | 2.1794 | 2.3471
2019-06-22 19:00 | 43638.7917 | 0.21394 | 0.28525 | 0.35656 | 0.42787 | 0.49918 | 0.5705 | 0.64181 | 0.71312 | 0.78443 | 0.85574 | 0.92706 | 0.99837
2019-06-22 20:00 | 43638.8333 | 0.055815 | 0.07442 | 0.093025 | 0.11163 | 0.13024 | 0.14884 | 0.16745 | 0.18605 | 0.20466 | 0.22326 | 0.24187 | 0.26047
2019-06-22 21:00 | 43638.875 | 0 | 0 | 0 | 0 | 0 | 0 | 0 | 0 | 0 | 0 | 0 | 0
2019-06-22 22:00 | 43638.9167 | 0 | 0 | 0 | 0 | 0 | 0 | 0 | 0 | 0 | 0 | 0 | 0
2019-06-22 23:00 | 43638.9583 | 0 | 0 | 0 | 0 | 0 | 0 | 0 | 0 | 0 | 0 | 0 | 0
2019-06-23 | 43639 | 0 | 0 | 0 | 0 | 0 | 0 | 0 | 0 | 0 | 0 | 0 | 0
2019-06-23 01:00 | 43639.0417 | 0 | 0 | 0 | 0 | 0 | 0 | 0 | 0 | 0 | 0 | 0 | 0
2019-06-23 02:00 | 43639.0833 | 0 | 0 | 0 | 0 | 0 | 0 | 0 | 0 | 0 | 0 | 0 | 0
2019-06-23 03:00 | 43639.125 | 0 | 0 | 0 | 0 | 0 | 0 | 0 | 0 | 0 | 0 | 0 | 0
2019-06-23 04:00 | 43639.1667 | 0 | 0 | 0 | 0 | 0 | 0 | 0 | 0 | 0 | 0 | 0 | 0
2019-06-23 05:00 | 43639.2083 | 0 | 0 | 0 | 0 | 0 | 0 | 0 | 0 | 0 | 0 | 0 | 0
2019-06-23 06:00 | 43639.25 | 0.055382 | 0.073843 | 0.092304 | 0.11076 | 0.12922 | 0.14769 | 0.16615 | 0.18461 | 0.20307 | 0.22153 | 0.23999 | 0.25845
2019-06-23 07:00 | 43639.2917 | 0.22588 | 0.30117 | 0.37646 | 0.45175 | 0.52704 | 0.60233 | 0.67763 | 0.75292 | 0.82821 | 0.9035 | 0.97879 | 1.0541
2019-06-23 08:00 | 43639.3333 | 0.81111 | 1.0815 | 1.3519 | 1.6222 | 1.8926 | 2.163 | 2.4333 | 2.7037 | 2.9741 | 3.2445 | 3.5148 | 3.7852
2019-06-23 09:00 | 43639.375 | 1.4521 | 1.9362 | 2.4202 | 2.9043 | 3.3883 | 3.8724 | 4.3564 | 4.8405 | 5.3245 | 5.8086 | 6.2926 | 6.7767
2019-06-23 10:00 | 43639.4167 | 2.0141 | 2.6854 | 3.3568 | 4.0281 | 4.6995 | 5.3708 | 6.0422 | 6.7135 | 7.3849 | 8.0562 | 8.7276 | 9.3989
2019-06-23 11:00 | 43639.4583 | 2.4288 | 3.2384 | 4.048 | 4.8576 | 5.6672 | 6.4768 | 7.2864 | 8.096 | 8.9056 | 9.7152 | 10.5248 | 11.3345
2019-06-23 12:00 | 43639.5 | 2.6706 | 3.5608 | 4.4511 | 5.3413 | 6.2315 | 7.1217 | 8.0119 | 8.9021 | 9.7923 | 10.6825 | 11.5728 | 12.463
2019-06-23 13:00 | 43639.5417 | 2.7292 | 3.6389 | 4.5486 | 5.4584 | 6.3681 | 7.2778 | 8.1876 | 9.0973 | 10.007 | 10.9167 | 11.8265 | 12.7362
2019-06-23 14:00 | 43639.5833 | 2.6124 | 3.4832 | 4.354 | 5.2248 | 6.0956 | 6.9664 | 7.8372 | 8.708 | 9.5788 | 10.4496 | 11.3204 | 12.1913
2019-06-23 15:00 | 43639.625 | 2.3003 | 3.0671 | 3.8339 | 4.6007 | 5.3675 | 6.1342 | 6.901 | 7.6678 | 8.4346 | 9.2014 | 9.9681 | 10.7349
2019-06-23 16:00 | 43639.6667 | 1.8354 | 2.4472 | 3.0591 | 3.6709 | 4.2827 | 4.8945 | 5.5063 | 6.1181 | 6.7299 | 7.3417 | 7.9536 | 8.5654
2019-06-23 17:00 | 43639.7083 | 1.2618 | 1.6824 | 2.103 | 2.5236 | 2.9441 | 3.3647 | 3.7853 | 4.2059 | 4.6265 | 5.0471 | 5.4677 | 5.8883
2019-06-23 18:00 | 43639.75 | 0.65254 | 0.87005 | 1.0876 | 1.3051 | 1.5226 | 1.7401 | 1.9576 | 2.1751 | 2.3926 | 2.6102 | 2.8277 | 3.0452
2019-06-23 19:00 | 43639.7917 | 0.12708 | 0.16944 | 0.2118 | 0.25416 | 0.29652 | 0.33888 | 0.38124 | 0.4236 | 0.46596 | 0.50832 | 0.55068 | 0.59304
2019-06-23 20:00 | 43639.8333 | 0.046114 | 0.061486 | 0.076857 | 0.092228 | 0.1076 | 0.12297 | 0.13834 | 0.15371 | 0.16909 | 0.18446 | 0.19983 | 0.2152
2019-06-23 21:00 | 43639.875 | 0 | 0 | 0 | 0 | 0 | 0 | 0 | 0 | 0 | 0 | 0 | 0
2019-06-23 22:00 | 43639.9167 | 0 | 0 | 0 | 0 | 0 | 0 | 0 | 0 | 0 | 0 | 0 | 0
2019-06-23 23:00 | 43639.9583 | 0 | 0 | 0 | 0 | 0 | 0 | 0 | 0 | 0 | 0 | 0 | 0
2019-06-24 | 43640 | 0 | 0 | 0 | 0 | 0 | 0 | 0 | 0 | 0 | 0 | 0 | 0
2019-06-24 01:00 | 43640.0417 | 0 | 0 | 0 | 0 | 0 | 0 | 0 | 0 | 0 | 0 | 0 | 0
2019-06-24 02:00 | 43640.0833 | 0 | 0 | 0 | 0 | 0 | 0 | 0 | 0 | 0 | 0 | 0 | 0
2019-06-24 03:00 | 43640.125 | 0 | 0 | 0 | 0 | 0 | 0 | 0 | 0 | 0 | 0 | 0 | 0
2019-06-24 04:00 | 43640.1667 | 0 | 0 | 0 | 0 | 0 | 0 | 0 | 0 | 0 | 0 | 0 | 0
2019-06-24 05:00 | 43640.2083 | 0 | 0 | 0 | 0 | 0 | 0 | 0 | 0 | 0 | 0 | 0 | 0
2019-06-24 06:00 | 43640.25 | 0.084044 | 0.11206 | 0.14007 | 0.16809 | 0.1961 | 0.22412 | 0.25213 | 0.28015 | 0.30816 | 0.33617 | 0.36419 | 0.3922
2019-06-24 07:00 | 43640.2917 | 0.27466 | 0.36621 | 0.45776 | 0.54931 | 0.64086 | 0.73241 | 0.82397 | 0.91552 | 1.0071 | 1.0986 | 1.1902 | 1.2817
2019-06-24 08:00 | 43640.3333 | 0.71486 | 0.95315 | 1.1914 | 1.4297 | 1.668 | 1.9063 | 2.1446 | 2.3829 | 2.6212 | 2.8594 | 3.0977 | 3.336
2019-06-24 09:00 | 43640.375 | 1.0944 | 1.4592 | 1.824 | 2.1888 | 2.5536 | 2.9184 | 3.2832 | 3.648 | 4.0128 | 4.3777 | 4.7425 | 5.1073
2019-06-24 10:00 | 43640.4167 | 1.5914 | 2.1219 | 2.6524 | 3.1829 | 3.7133 | 4.2438 | 4.7743 | 5.3048 | 5.8353 | 6.3657 | 6.8962 | 7.4267
2019-06-24 11:00 | 43640.4583 | 1.9227 | 2.5637 | 3.2046 | 3.8455 | 4.4864 | 5.1273 | 5.7682 | 6.4091 | 7.05 | 7.691 | 8.3319 | 8.9728
2019-06-24 12:00 | 43640.5 | 2.0909 | 2.7879 | 3.4849 | 4.1819 | 4.8789 | 5.5759 | 6.2728 | 6.9698 | 7.6668 | 8.3638 | 9.0608 | 9.7577
2019-06-24 13:00 | 43640.5417 | 2.3246 | 3.0995 | 3.8744 | 4.6493 | 5.4241 | 6.199 | 6.9739 | 7.7488 | 8.5236 | 9.2985 | 10.0734 | 10.8483
2019-06-24 14:00 | 43640.5833 | 2.3026 | 3.0701 | 3.8376 | 4.6052 | 5.3727 | 6.1402 | 6.9077 | 7.6753 | 8.4428 | 9.2103 | 9.9779 | 10.7454
2019-06-24 15:00 | 43640.625 | 1.7339 | 2.3118 | 2.8898 | 3.4677 | 4.0457 | 4.6237 | 5.2016 | 5.7796 | 6.3575 | 6.9355 | 7.5134 | 8.0914
2019-06-24 16:00 | 43640.6667 | 1.399 | 1.8654 | 2.3317 | 2.7981 | 3.2644 | 3.7307 | 4.1971 | 4.6634 | 5.1298 | 5.5961 | 6.0625 | 6.5288
2019-06-24 17:00 | 43640.7083 | 0.92905 | 1.2387 | 1.5484 | 1.8581 | 2.1678 | 2.4775 | 2.7871 | 3.0968 | 3.4065 | 3.7162 | 4.0259 | 4.3356
2019-06-24 18:00 | 43640.75 | 0.50777 | 0.67703 | 0.84628 | 1.0155 | 1.1848 | 1.3541 | 1.5233 | 1.6926 | 1.8618 | 2.0311 | 2.2003 | 2.3696
2019-06-24 19:00 | 43640.7917 | 0.19778 | 0.2637 | 0.32963 | 0.39556 | 0.46148 | 0.52741 | 0.59334 | 0.65926 | 0.72519 | 0.79111 | 0.85704 | 0.92297
2019-06-24 20:00 | 43640.8333 | 0.047572 | 0.06343 | 0.079287 | 0.095145 | 0.111 | 0.12686 | 0.14272 | 0.15857 | 0.17443 | 0.19029 | 0.20615 | 0.222
2019-06-24 21:00 | 43640.875 | 0 | 0 | 0 | 0 | 0 | 0 | 0 | 0 | 0 | 0 | 0 | 0
2019-06-24 22:00 | 43640.9167 | 0 | 0 | 0 | 0 | 0 | 0 | 0 | 0 | 0 | 0 | 0 | 0
2019-06-24 23:00 | 43640.9583 | 0 | 0 | 0 | 0 | 0 | 0 | 0 | 0 | 0 | 0 | 0 | 0
2019-06-25 | 43641 | 0 | 0 | 0 | 0 | 0 | 0 | 0 | 0 | 0 | 0 | 0 | 0
2019-06-25 01:00 | 43641.0417 | 0 | 0 | 0 | 0 | 0 | 0 | 0 | 0 | 0 | 0 | 0 | 0
2019-06-25 02:00 | 43641.0833 | 0 | 0 | 0 | 0 | 0 | 0 | 0 | 0 | 0 | 0 | 0 | 0
2019-06-25 03:00 | 43641.125 | 0 | 0 | 0 | 0 | 0 | 0 | 0 | 0 | 0 | 0 | 0 | 0
2019-06-25 04:00 | 43641.1667 | 0 | 0 | 0 | 0 | 0 | 0 | 0 | 0 | 0 | 0 | 0 | 0
2019-06-25 05:00 | 43641.2083 | 0 | 0 | 0 | 0 | 0 | 0 | 0 | 0 | 0 | 0 | 0 | 0
2019-06-25 06:00 | 43641.25 | 0.02594 | 0.034587 | 0.043234 | 0.05188 | 0.060527 | 0.069174 | 0.07782 | 0.086467 | 0.095114 | 0.10376 | 0.11241 | 0.12105
2019-06-25 07:00 | 43641.2917 | 0.085291 | 0.11372 | 0.14215 | 0.17058 | 0.19901 | 0.22744 | 0.25587 | 0.2843 | 0.31273 | 0.34116 | 0.36959 | 0.39802
2019-06-25 08:00 | 43641.3333 | 0.18263 | 0.2435 | 0.30438 | 0.36525 | 0.42613 | 0.487 | 0.54788 | 0.60875 | 0.66963 | 0.7305 | 0.79138 | 0.85225
2019-06-25 09:00 | 43641.375 | 0.28373 | 0.37831 | 0.47289 | 0.56747 | 0.66204 | 0.75662 | 0.8512 | 0.94578 | 1.0404 | 1.1349 | 1.2295 | 1.3241
2019-06-25 10:00 | 43641.4167 | 0.44421 | 0.59228 | 0.74035 | 0.88842 | 1.0365 | 1.1846 | 1.3326 | 1.4807 | 1.6288 | 1.7768 | 1.9249 | 2.073
2019-06-25 11:00 | 43641.4583 | 0.61333 | 0.81777 | 1.0222 | 1.2267 | 1.4311 | 1.6355 | 1.84 | 2.0444 | 2.2489 | 2.4533 | 2.6578 | 2.8622
2019-06-25 12:00 | 43641.5 | 0.66169 | 0.88225 | 1.1028 | 1.3234 | 1.5439 | 1.7645 | 1.9851 | 2.2056 | 2.4262 | 2.6468 | 2.8673 | 3.0879
2019-06-25 13:00 | 43641.5417 | 0.75668 | 1.0089 | 1.2611 | 1.5134 | 1.7656 | 2.0178 | 2.2701 | 2.5223 | 2.7745 | 3.0267 | 3.279 | 3.5312
2019-06-25 14:00 | 43641.5833 | 0.58803 | 0.78403 | 0.98004 | 1.1761 | 1.3721 | 1.5681 | 1.7641 | 1.9601 | 2.1561 | 2.3521 | 2.5481 | 2.7441
2019-06-25 15:00 | 43641.625 | 0.42452 | 0.56603 | 0.70754 | 0.84905 | 0.99056 | 1.1321 | 1.2736 | 1.4151 | 1.5566 | 1.6981 | 1.8396 | 1.9811
2019-06-25 16:00 | 43641.6667 | 0.45546 | 0.60728 | 0.7591 | 0.91092 | 1.0627 | 1.2146 | 1.3664 | 1.5182 | 1.67 | 1.8218 | 1.9737 | 2.1255
2019-06-25 17:00 | 43641.7083 | 0.31795 | 0.42393 | 0.52991 | 0.6359 | 0.74188 | 0.84786 | 0.95384 | 1.0598 | 1.1658 | 1.2718 | 1.3778 | 1.4838
2019-06-25 18:00 | 43641.75 | 0.13247 | 0.17662 | 0.22078 | 0.26494 | 0.30909 | 0.35325 | 0.39741 | 0.44156 | 0.48572 | 0.52987 | 0.57403 | 0.61819
2019-06-25 19:00 | 43641.7917 | 0.14219 | 0.18958 | 0.23698 | 0.28438 | 0.33177 | 0.37917 | 0.42656 | 0.47396 | 0.52135 | 0.56875 | 0.61615 | 0.66354
2019-06-25 20:00 | 43641.8333 | 0.037149 | 0.049532 | 0.061915 | 0.074298 | 0.086681 | 0.099064 | 0.11145 | 0.12383 | 0.13621 | 0.1486 | 0.16098 | 0.17336
2019-06-25 21:00 | 43641.875 | 0 | 0 | 0 | 0 | 0 | 0 | 0 | 0 | 0 | 0 | 0 | 0
2019-06-25 22:00 | 43641.9167 | 0 | 0 | 0 | 0 | 0 | 0 | 0 | 0 | 0 | 0 | 0 | 0
2019-06-25 23:00 | 43641.9583 | 0 | 0 | 0 | 0 | 0 | 0 | 0 | 0 | 0 | 0 | 0 | 0
2019-06-26 | 43642 | 0 | 0 | 0 | 0 | 0 | 0 | 0 | 0 | 0 | 0 | 0 | 0
2019-06-26 01:00 | 43642.0417 | 0 | 0 | 0 | 0 | 0 | 0 | 0 | 0 | 0 | 0 | 0 | 0
2019-06-26 02:00 | 43642.0833 | 0 | 0 | 0 | 0 | 0 | 0 | 0 | 0 | 0 | 0 | 0 | 0
2019-06-26 03:00 | 43642.125 | 0 | 0 | 0 | 0 | 0 | 0 | 0 | 0 | 0 | 0 | 0 | 0
2019-06-26 04:00 | 43642.1667 | 0 | 0 | 0 | 0 | 0 | 0 | 0 | 0 | 0 | 0 | 0 | 0
2019-06-26 05:00 | 43642.2083 | 0 | 0 | 0 | 0 | 0 | 0 | 0 | 0 | 0 | 0 | 0 | 0
2019-06-26 06:00 | 43642.25 | 0.035654 | 0.047539 | 0.059423 | 0.071308 | 0.083192 | 0.095077 | 0.10696 | 0.11885 | 0.13073 | 0.14262 | 0.1545 | 0.16638
2019-06-26 07:00 | 43642.2917 | 0.22716 | 0.30288 | 0.3786 | 0.45432 | 0.53003 | 0.60575 | 0.68147 | 0.75719 | 0.83291 | 0.90863 | 0.98435 | 1.0601
2019-06-26 08:00 | 43642.3333 | 0.42759 | 0.57012 | 0.71265 | 0.85518 | 0.99771 | 1.1402 | 1.2828 | 1.4253 | 1.5678 | 1.7104 | 1.8529 | 1.9954
2019-06-26 09:00 | 43642.375 | 0.77622 | 1.035 | 1.2937 | 1.5524 | 1.8112 | 2.0699 | 2.3287 | 2.5874 | 2.8461 | 3.1049 | 3.3636 | 3.6224
2019-06-26 10:00 | 43642.4167 | 1.0333 | 1.3777 | 1.7221 | 2.0666 | 2.411 | 2.7554 | 3.0998 | 3.4443 | 3.7887 | 4.1331 | 4.4775 | 4.822
2019-06-26 11:00 | 43642.4583 | 1.1814 | 1.5751 | 1.9689 | 2.3627 | 2.7565 | 3.1503 | 3.5441 | 3.9378 | 4.3316 | 4.7254 | 5.1192 | 5.513
2019-06-26 12:00 | 43642.5 | 1.6359 | 2.1812 | 2.7265 | 3.2718 | 3.8171 | 4.3624 | 4.9077 | 5.4531 | 5.9984 | 6.5437 | 7.089 | 7.6343
2019-06-26 13:00 | 43642.5417 | 1.4073 | 1.8764 | 2.3455 | 2.8146 | 3.2837 | 3.7528 | 4.2219 | 4.691 | 5.1601 | 5.6292 | 6.0983 | 6.5674
2019-06-26 14:00 | 43642.5833 | 1.3782 | 1.8376 | 2.297 | 2.7564 | 3.2158 | 3.6752 | 4.1346 | 4.594 | 5.0534 | 5.5128 | 5.9722 | 6.4316
2019-06-26 15:00 | 43642.625 | 0.84804 | 1.1307 | 1.4134 | 1.6961 | 1.9787 | 2.2614 | 2.5441 | 2.8268 | 3.1095 | 3.3921 | 3.6748 | 3.9575
2019-06-26 16:00 | 43642.6667 | 0.73355 | 0.97807 | 1.2226 | 1.4671 | 1.7116 | 1.9561 | 2.2007 | 2.4452 | 2.6897 | 2.9342 | 3.1787 | 3.4232
2019-06-26 17:00 | 43642.7083 | 0.7184 | 0.95786 | 1.1973 | 1.4368 | 1.6763 | 1.9157 | 2.1552 | 2.3947 | 2.6341 | 2.8736 | 3.113 | 3.3525
2019-06-26 18:00 | 43642.75 | 0.51591 | 0.68788 | 0.85985 | 1.0318 | 1.2038 | 1.3758 | 1.5477 | 1.7197 | 1.8917 | 2.0636 | 2.2356 | 2.4076
2019-06-26 19:00 | 43642.7917 | 0.13774 | 0.18365 | 0.22956 | 0.27547 | 0.32139 | 0.3673 | 0.41321 | 0.45912 | 0.50504 | 0.55095 | 0.59686 | 0.64277
2019-06-26 20:00 | 43642.8333 | 0.0079791 | 0.010639 | 0.013299 | 0.015958 | 0.018618 | 0.021278 | 0.023937 | 0.026597 | 0.029257 | 0.031917 | 0.034576 | 0.037236
2019-06-26 21:00 | 43642.875 | 0 | 0 | 0 | 0 | 0 | 0 | 0 | 0 | 0 | 0 | 0 | 0
2019-06-26 22:00 | 43642.9167 | 0 | 0 | 0 | 0 | 0 | 0 | 0 | 0 | 0 | 0 | 0 | 0
2019-06-26 23:00 | 43642.9583 | 0 | 0 | 0 | 0 | 0 | 0 | 0 | 0 | 0 | 0 | 0 | 0
2019-06-27 | 43643 | 0 | 0 | 0 | 0 | 0 | 0 | 0 | 0 | 0 | 0 | 0 | 0
2019-06-27 01:00 | 43643.0417 | 0 | 0 | 0 | 0 | 0 | 0 | 0 | 0 | 0 | 0 | 0 | 0
2019-06-27 02:00 | 43643.0833 | 0 | 0 | 0 | 0 | 0 | 0 | 0 | 0 | 0 | 0 | 0 | 0
2019-06-27 03:00 | 43643.125 | 0 | 0 | 0 | 0 | 0 | 0 | 0 | 0 | 0 | 0 | 0 | 0
2019-06-27 04:00 | 43643.1667 | 0 | 0 | 0 | 0 | 0 | 0 | 0 | 0 | 0 | 0 | 0 | 0
2019-06-27 05:00 | 43643.2083 | 0 | 0 | 0 | 0 | 0 | 0 | 0 | 0 | 0 | 0 | 0 | 0
2019-06-27 06:00 | 43643.25 | 0.034285 | 0.045714 | 0.057142 | 0.06857 | 0.079999 | 0.091427 | 0.10286 | 0.11428 | 0.12571 | 0.13714 | 0.14857 | 0.16
2019-06-27 07:00 | 43643.2917 | 0.27522 | 0.36695 | 0.45869 | 0.55043 | 0.64217 | 0.73391 | 0.82565 | 0.91738 | 1.0091 | 1.1009 | 1.1926 | 1.2843
2019-06-27 08:00 | 43643.3333 | 0.54589 | 0.72785 | 0.90982 | 1.0918 | 1.2737 | 1.4557 | 1.6377 | 1.8196 | 2.0016 | 2.1836 | 2.3655 | 2.5475
2019-06-27 09:00 | 43643.375 | 0.87303 | 1.164 | 1.455 | 1.7461 | 2.0371 | 2.3281 | 2.6191 | 2.9101 | 3.2011 | 3.4921 | 3.7831 | 4.0741
2019-06-27 10:00 | 43643.4167 | 1.0588 | 1.4117 | 1.7647 | 2.1176 | 2.4706 | 2.8235 | 3.1764 | 3.5294 | 3.8823 | 4.2352 | 4.5882 | 4.9411
2019-06-27 11:00 | 43643.4583 | 1.1674 | 1.5565 | 1.9457 | 2.3348 | 2.7239 | 3.1131 | 3.5022 | 3.8913 | 4.2805 | 4.6696 | 5.0587 | 5.4479
2019-06-27 12:00 | 43643.5 | 1.2505 | 1.6673 | 2.0841 | 2.501 | 2.9178 | 3.3346 | 3.7514 | 4.1683 | 4.5851 | 5.0019 | 5.4187 | 5.8356
2019-06-27 13:00 | 43643.5417 | 1.7527 | 2.337 | 2.9212 | 3.5055 | 4.0897 | 4.674 | 5.2582 | 5.8425 | 6.4267 | 7.0109 | 7.5952 | 8.1794
2019-06-27 14:00 | 43643.5833 | 1.4085 | 1.878 | 2.3475 | 2.817 | 3.2865 | 3.756 | 4.2255 | 4.695 | 5.1645 | 5.6339 | 6.1034 | 6.5729
2019-06-27 15:00 | 43643.625 | 1.6124 | 2.1498 | 2.6873 | 3.2247 | 3.7622 | 4.2996 | 4.8371 | 5.3745 | 5.912 | 6.4494 | 6.9869 | 7.5243
2019-06-27 16:00 | 43643.6667 | 1.2681 | 1.6907 | 2.1134 | 2.5361 | 2.9588 | 3.3815 | 3.8042 | 4.2269 | 4.6495 | 5.0722 | 5.4949 | 5.9176
2019-06-27 17:00 | 43643.7083 | 1.0441 | 1.3921 | 1.7401 | 2.0881 | 2.4362 | 2.7842 | 3.1322 | 3.4802 | 3.8283 | 4.1763 | 4.5243 | 4.8723
2019-06-27 18:00 | 43643.75 | 0.62938 | 0.83918 | 1.049 | 1.2588 | 1.4686 | 1.6784 | 1.8882 | 2.0979 | 2.3077 | 2.5175 | 2.7273 | 2.9371
2019-06-27 19:00 | 43643.7917 | 0.21276 | 0.28368 | 0.3546 | 0.42552 | 0.49644 | 0.56737 | 0.63829 | 0.70921 | 0.78013 | 0.85105 | 0.92197 | 0.99289
2019-06-27 20:00 | 43643.8333 | 0.0079638 | 0.010618 | 0.013273 | 0.015928 | 0.018582 | 0.021237 | 0.023891 | 0.026546 | 0.029201 | 0.031855 | 0.03451 | 0.037164
2019-06-27 21:00 | 43643.875 | 0 | 0 | 0 | 0 | 0 | 0 | 0 | 0 | 0 | 0 | 0 | 0
2019-06-27 22:00 | 43643.9167 | 0 | 0 | 0 | 0 | 0 | 0 | 0 | 0 | 0 | 0 | 0 | 0
2019-06-27 23:00 | 43643.9583 | 0 | 0 | 0 | 0 | 0 | 0 | 0 | 0 | 0 | 0 | 0 | 0
2019-06-28 | 43644 | 0 | 0 | 0 | 0 | 0 | 0 | 0 | 0 | 0 | 0 | 0 | 0
2019-06-28 01:00 | 43644.0417 | 0 | 0 | 0 | 0 | 0 | 0 | 0 | 0 | 0 | 0 | 0 | 0
2019-06-28 02:00 | 43644.0833 | 0 | 0 | 0 | 0 | 0 | 0 | 0 | 0 | 0 | 0 | 0 | 0
2019-06-28 03:00 | 43644.125 | 0 | 0 | 0 | 0 | 0 | 0 | 0 | 0 | 0 | 0 | 0 | 0
2019-06-28 04:00 | 43644.1667 | 0 | 0 | 0 | 0 | 0 | 0 | 0 | 0 | 0 | 0 | 0 | 0
2019-06-28 05:00 | 43644.2083 | 0 | 0 | 0 | 0 | 0 | 0 | 0 | 0 | 0 | 0 | 0 | 0
2019-06-28 06:00 | 43644.25 | 0.02235 | 0.0298 | 0.03725 | 0.0447 | 0.05215 | 0.0596 | 0.06705 | 0.0745 | 0.08195 | 0.0894 | 0.09685 | 0.1043
2019-06-28 07:00 | 43644.2917 | 0.10397 | 0.13863 | 0.17329 | 0.20795 | 0.24261 | 0.27727 | 0.31192 | 0.34658 | 0.38124 | 0.4159 | 0.45056 | 0.48522
2019-06-28 08:00 | 43644.3333 | 0.22161 | 0.29548 | 0.36936 | 0.44323 | 0.5171 | 0.59097 | 0.66484 | 0.73871 | 0.81258 | 0.88645 | 0.96033 | 1.0342
2019-06-28 09:00 | 43644.375 | 0.34326 | 0.45769 | 0.57211 | 0.68653 | 0.80095 | 0.91537 | 1.0298 | 1.1442 | 1.2586 | 1.3731 | 1.4875 | 1.6019
2019-06-28 10:00 | 43644.4167 | 0.35989 | 0.47985 | 0.59981 | 0.71977 | 0.83973 | 0.95969 | 1.0797 | 1.1996 | 1.3196 | 1.4395 | 1.5595 | 1.6795
2019-06-28 11:00 | 43644.4583 | 0.41174 | 0.54899 | 0.68624 | 0.82349 | 0.96073 | 1.098 | 1.2352 | 1.3725 | 1.5097 | 1.647 | 1.7842 | 1.9215
2019-06-28 12:00 | 43644.5 | 0.45307 | 0.60409 | 0.75511 | 0.90613 | 1.0572 | 1.2082 | 1.3592 | 1.5102 | 1.6612 | 1.8123 | 1.9633 | 2.1143
2019-06-28 13:00 | 43644.5417 | 0.50483 | 0.67311 | 0.84139 | 1.0097 | 1.1779 | 1.3462 | 1.5145 | 1.6828 | 1.8511 | 2.0193 | 2.1876 | 2.3559
2019-06-28 14:00 | 43644.5833 | 0.47697 | 0.63595 | 0.79494 | 0.95393 | 1.1129 | 1.2719 | 1.4309 | 1.5899 | 1.7489 | 1.9079 | 2.0669 | 2.2258
2019-06-28 15:00 | 43644.625 | 0.40797 | 0.54395 | 0.67994 | 0.81593 | 0.95192 | 1.0879 | 1.2239 | 1.3599 | 1.4959 | 1.6319 | 1.7679 | 1.9038
2019-06-28 16:00 | 43644.6667 | 0.36115 | 0.48154 | 0.60192 | 0.72231 | 0.84269 | 0.96307 | 1.0835 | 1.2038 | 1.3242 | 1.4446 | 1.565 | 1.6854
2019-06-28 17:00 | 43644.7083 | 0.28914 | 0.38552 | 0.4819 | 0.57828 | 0.67466 | 0.77104 | 0.86742 | 0.9638 | 1.0602 | 1.1566 | 1.2529 | 1.3493
2019-06-28 18:00 | 43644.75 | 0.19217 | 0.25622 | 0.32028 | 0.38434 | 0.44839 | 0.51245 | 0.57651 | 0.64056 | 0.70462 | 0.76867 | 0.83273 | 0.89679
2019-06-28 19:00 | 43644.7917 | 0.096732 | 0.12898 | 0.16122 | 0.19346 | 0.22571 | 0.25795 | 0.2902 | 0.32244 | 0.35469 | 0.38693 | 0.41917 | 0.45142
2019-06-28 20:00 | 43644.8333 | 0.023772 | 0.031696 | 0.03962 | 0.047543 | 0.055467 | 0.063391 | 0.071315 | 0.079239 | 0.087163 | 0.095087 | 0.10301 | 0.11093
2019-06-28 21:00 | 43644.875 | 0 | 0 | 0 | 0 | 0 | 0 | 0 | 0 | 0 | 0 | 0 | 0
2019-06-28 22:00 | 43644.9167 | 0 | 0 | 0 | 0 | 0 | 0 | 0 | 0 | 0 | 0 | 0 | 0
2019-06-28 23:00 | 43644.9583 | 0 | 0 | 0 | 0 | 0 | 0 | 0 | 0 | 0 | 0 | 0 | 0
2019-06-29 | 43645 | 0 | 0 | 0 | 0 | 0 | 0 | 0 | 0 | 0 | 0 | 0 | 0
2019-06-29 01:00 | 43645.0417 | 0 | 0 | 0 | 0 | 0 | 0 | 0 | 0 | 0 | 0 | 0 | 0
2019-06-29 02:00 | 43645.0833 | 0 | 0 | 0 | 0 | 0 | 0 | 0 | 0 | 0 | 0 | 0 | 0
2019-06-29 03:00 | 43645.125 | 0 | 0 | 0 | 0 | 0 | 0 | 0 | 0 | 0 | 0 | 0 | 0
2019-06-29 04:00 | 43645.1667 | 0 | 0 | 0 | 0 | 0 | 0 | 0 | 0 | 0 | 0 | 0 | 0
2019-06-29 05:00 | 43645.2083 | 0 | 0 | 0 | 0 | 0 | 0 | 0 | 0 | 0 | 0 | 0 | 0
2019-06-29 06:00 | 43645.25 | 0.016639 | 0.022185 | 0.027731 | 0.033277 | 0.038823 | 0.04437 | 0.049916 | 0.055462 | 0.061008 | 0.066554 | 0.072101 | 0.077647
2019-06-29 07:00 | 43645.2917 | 0.13845 | 0.1846 | 0.23075 | 0.27689 | 0.32304 | 0.36919 | 0.41534 | 0.46149 | 0.50764 | 0.55379 | 0.59994 | 0.64609
2019-06-29 08:00 | 43645.3333 | 0.41594 | 0.55458 | 0.69323 | 0.83187 | 0.97052 | 1.1092 | 1.2478 | 1.3865 | 1.5251 | 1.6637 | 1.8024 | 1.941
2019-06-29 09:00 | 43645.375 | 0.62037 | 0.82716 | 1.034 | 1.2407 | 1.4475 | 1.6543 | 1.8611 | 2.0679 | 2.2747 | 2.4815 | 2.6883 | 2.8951
2019-06-29 10:00 | 43645.4167 | 1.0946 | 1.4595 | 1.8244 | 2.1893 | 2.5542 | 2.919 | 3.2839 | 3.6488 | 4.0137 | 4.3786 | 4.7434 | 5.1083
2019-06-29 11:00 | 43645.4583 | 0.93627 | 1.2484 | 1.5604 | 1.8725 | 2.1846 | 2.4967 | 2.8088 | 3.1209 | 3.433 | 3.7451 | 4.0572 | 4.3692
2019-06-29 12:00 | 43645.5 | 0.92399 | 1.232 | 1.54 | 1.848 | 2.156 | 2.464 | 2.772 | 3.08 | 3.388 | 3.696 | 4.004 | 4.312
2019-06-29 13:00 | 43645.5417 | 0.63632 | 0.84843 | 1.0605 | 1.2726 | 1.4848 | 1.6969 | 1.909 | 2.1211 | 2.3332 | 2.5453 | 2.7574 | 2.9695
2019-06-29 14:00 | 43645.5833 | 0.59747 | 0.79663 | 0.99578 | 1.1949 | 1.3941 | 1.5933 | 1.7924 | 1.9916 | 2.1907 | 2.3899 | 2.589 | 2.7882
2019-06-29 15:00 | 43645.625 | 0.38356 | 0.51142 | 0.63927 | 0.76713 | 0.89498 | 1.0228 | 1.1507 | 1.2785 | 1.4064 | 1.5343 | 1.6621 | 1.79
2019-06-29 16:00 | 43645.6667 | 0.2375 | 0.31667 | 0.39583 | 0.475 | 0.55417 | 0.63333 | 0.7125 | 0.79167 | 0.87084 | 0.95 | 1.0292 | 1.1083
2019-06-29 17:00 | 43645.7083 | 0.38204 | 0.50938 | 0.63673 | 0.76407 | 0.89142 | 1.0188 | 1.1461 | 1.2735 | 1.4008 | 1.5281 | 1.6555 | 1.7828
2019-06-29 18:00 | 43645.75 | 0.33565 | 0.44753 | 0.55942 | 0.6713 | 0.78318 | 0.89507 | 1.007 | 1.1188 | 1.2307 | 1.3426 | 1.4545 | 1.5664
2019-06-29 19:00 | 43645.7917 | 0.15906 | 0.21208 | 0.2651 | 0.31811 | 0.37113 | 0.42415 | 0.47717 | 0.53019 | 0.58321 | 0.63623 | 0.68925 | 0.74227
2019-06-29 20:00 | 43645.8333 | 0.030686 | 0.040914 | 0.051143 | 0.061372 | 0.0716 | 0.081829 | 0.092057 | 0.10229 | 0.11251 | 0.12274 | 0.13297 | 0.1432
2019-06-29 21:00 | 43645.875 | 0 | 0 | 0 | 0 | 0 | 0 | 0 | 0 | 0 | 0 | 0 | 0
2019-06-29 22:00 | 43645.9167 | 0 | 0 | 0 | 0 | 0 | 0 | 0 | 0 | 0 | 0 | 0 | 0
2019-06-29 23:00 | 43645.9583 | 0 | 0 | 0 | 0 | 0 | 0 | 0 | 0 | 0 | 0 | 0 | 0
2019-06-30 | 43646 | 0 | 0 | 0 | 0 | 0 | 0 | 0 | 0 | 0 | 0 | 0 | 0
2019-06-30 01:00 | 43646.0417 | 0 | 0 | 0 | 0 | 0 | 0 | 0 | 0 | 0 | 0 | 0 | 0
2019-06-30 02:00 | 43646.0833 | 0 | 0 | 0 | 0 | 0 | 0 | 0 | 0 | 0 | 0 | 0 | 0
2019-06-30 03:00 | 43646.125 | 0 | 0 | 0 | 0 | 0 | 0 | 0 | 0 | 0 | 0 | 0 | 0
2019-06-30 04:00 | 43646.1667 | 0 | 0 | 0 | 0 | 0 | 0 | 0 | 0 | 0 | 0 | 0 | 0
2019-06-30 05:00 | 43646.2083 | 0 | 0 | 0 | 0 | 0 | 0 | 0 | 0 | 0 | 0 | 0 | 0
2019-06-30 06:00 | 43646.25 | 0.061535 | 0.082047 | 0.10256 | 0.12307 | 0.14358 | 0.16409 | 0.18461 | 0.20512 | 0.22563 | 0.24614 | 0.26665 | 0.28717
2019-06-30 07:00 | 43646.2917 | 0.23283 | 0.31044 | 0.38804 | 0.46565 | 0.54326 | 0.62087 | 0.69848 | 0.77609 | 0.8537 | 0.93131 | 1.0089 | 1.0865
2019-06-30 08:00 | 43646.3333 | 0.76664 | 1.0222 | 1.2777 | 1.5333 | 1.7888 | 2.0444 | 2.2999 | 2.5555 | 2.811 | 3.0666 | 3.3221 | 3.5777
2019-06-30 09:00 | 43646.375 | 1.353 | 1.804 | 2.255 | 2.706 | 3.157 | 3.608 | 4.059 | 4.5101 | 4.9611 | 5.4121 | 5.8631 | 6.3141
2019-06-30 10:00 | 43646.4167 | 1.8411 | 2.4549 | 3.0686 | 3.6823 | 4.296 | 4.9097 | 5.5234 | 6.1372 | 6.7509 | 7.3646 | 7.9783 | 8.592
2019-06-30 11:00 | 43646.4583 | 2.1999 | 2.9332 | 3.6665 | 4.3999 | 5.1332 | 5.8665 | 6.5998 | 7.3331 | 8.0664 | 8.7997 | 9.533 | 10.2663
2019-06-30 12:00 | 43646.5 | 2.397 | 3.196 | 3.995 | 4.7941 | 5.5931 | 6.3921 | 7.1911 | 7.9901 | 8.7891 | 9.5881 | 10.3871 | 11.1861
2019-06-30 13:00 | 43646.5417 | 2.4491 | 3.2654 | 4.0818 | 4.8981 | 5.7145 | 6.5308 | 7.3472 | 8.1635 | 8.9799 | 9.7962 | 10.6126 | 11.4289
2019-06-30 14:00 | 43646.5833 | 2.3474 | 3.1299 | 3.9124 | 4.6948 | 5.4773 | 6.2598 | 7.0422 | 7.8247 | 8.6072 | 9.3896 | 10.1721 | 10.9546
2019-06-30 15:00 | 43646.625 | 2.002 | 2.6693 | 3.3366 | 4.0039 | 4.6712 | 5.3386 | 6.0059 | 6.6732 | 7.3405 | 8.0078 | 8.6751 | 9.3425
2019-06-30 16:00 | 43646.6667 | 1.5822 | 2.1096 | 2.637 | 3.1644 | 3.6918 | 4.2192 | 4.7466 | 5.274 | 5.8014 | 6.3288 | 6.8562 | 7.3836
2019-06-30 17:00 | 43646.7083 | 1.111 | 1.4813 | 1.8516 | 2.222 | 2.5923 | 2.9626 | 3.333 | 3.7033 | 4.0736 | 4.4439 | 4.8143 | 5.1846
2019-06-30 18:00 | 43646.75 | 0.62736 | 0.83649 | 1.0456 | 1.2547 | 1.4638 | 1.673 | 1.8821 | 2.0912 | 2.3003 | 2.5095 | 2.7186 | 2.9277
2019-06-30 19:00 | 43646.7917 | 0.16635 | 0.2218 | 0.27725 | 0.3327 | 0.38815 | 0.4436 | 0.49905 | 0.5545 | 0.60995 | 0.6654 | 0.72085 | 0.7763
2019-06-30 20:00 | 43646.8333 | 0.044069 | 0.058758 | 0.073448 | 0.088138 | 0.10283 | 0.11752 | 0.13221 | 0.1469 | 0.16159 | 0.17628 | 0.19096 | 0.20565
2019-06-30 21:00 | 43646.875 | 0 | 0 | 0 | 0 | 0 | 0 | 0 | 0 | 0 | 0 | 0 | 0
2019-06-30 22:00 | 43646.9167 | 0 | 0 | 0 | 0 | 0 | 0 | 0 | 0 | 0 | 0 | 0 | 0
2019-06-30 23:00 | 43646.9583 | 0 | 0 | 0 | 0 | 0 | 0 | 0 | 0 | 0 | 0 | 0 | 0
2019-07-01 | 43647 | 0 | 0 | 0 | 0 | 0 | 0 | 0 | 0 | 0 | 0 | 0 | 0
2019-07-01 01:00 | 43647.0417 | 0 | 0 | 0 | 0 | 0 | 0 | 0 | 0 | 0 | 0 | 0 | 0
2019-07-01 02:00 | 43647.0833 | 0 | 0 | 0 | 0 | 0 | 0 | 0 | 0 | 0 | 0 | 0 | 0
2019-07-01 03:00 | 43647.125 | 0 | 0 | 0 | 0 | 0 | 0 | 0 | 0 | 0 | 0 | 0 | 0
2019-07-01 04:00 | 43647.1667 | 0 | 0 | 0 | 0 | 0 | 0 | 0 | 0 | 0 | 0 | 0 | 0
2019-07-01 05:00 | 43647.2083 | 0 | 0 | 0 | 0 | 0 | 0 | 0 | 0 | 0 | 0 | 0 | 0
2019-07-01 06:00 | 43647.25 | 0.065507 | 0.087342 | 0.10918 | 0.13101 | 0.15285 | 0.17468 | 0.19652 | 0.21836 | 0.24019 | 0.26203 | 0.28386 | 0.3057
2019-07-01 07:00 | 43647.2917 | 0.21624 | 0.28831 | 0.36039 | 0.43247 | 0.50455 | 0.57663 | 0.64871 | 0.72079 | 0.79286 | 0.86494 | 0.93702 | 1.0091
2019-07-01 08:00 | 43647.3333 | 0.75629 | 1.0084 | 1.2605 | 1.5126 | 1.7647 | 2.0168 | 2.2689 | 2.521 | 2.7731 | 3.0252 | 3.2773 | 3.5294
2019-07-01 09:00 | 43647.375 | 1.3214 | 1.7619 | 2.2024 | 2.6429 | 3.0834 | 3.5239 | 3.9643 | 4.4048 | 4.8453 | 5.2858 | 5.7263 | 6.1667
2019-07-01 10:00 | 43647.4167 | 1.748 | 2.3307 | 2.9134 | 3.4961 | 4.0788 | 4.6614 | 5.2441 | 5.8268 | 6.4095 | 6.9922 | 7.5749 | 8.1575
2019-07-01 11:00 | 43647.4583 | 1.9066 | 2.5421 | 3.1776 | 3.8132 | 4.4487 | 5.0842 | 5.7198 | 6.3553 | 6.9908 | 7.6263 | 8.2619 | 8.8974
2019-07-01 12:00 | 43647.5 | 1.7503 | 2.3337 | 2.9171 | 3.5006 | 4.084 | 4.6674 | 5.2508 | 5.8343 | 6.4177 | 7.0011 | 7.5846 | 8.168
2019-07-01 13:00 | 43647.5417 | 1.901 | 2.5346 | 3.1683 | 3.8019 | 4.4356 | 5.0692 | 5.7029 | 6.3366 | 6.9702 | 7.6039 | 8.2375 | 8.8712
2019-07-01 14:00 | 43647.5833 | 1.9597 | 2.6129 | 3.2662 | 3.9194 | 4.5726 | 5.2259 | 5.8791 | 6.5323 | 7.1856 | 7.8388 | 8.492 | 9.1453
2019-07-01 15:00 | 43647.625 | 1.9486 | 2.5981 | 3.2476 | 3.8971 | 4.5466 | 5.1962 | 5.8457 | 6.4952 | 7.1447 | 7.7942 | 8.4438 | 9.0933
2019-07-01 16:00 | 43647.6667 | 1.5779 | 2.1039 | 2.6298 | 3.1558 | 3.6817 | 4.2077 | 4.7337 | 5.2596 | 5.7856 | 6.3116 | 6.8375 | 7.3635
2019-07-01 17:00 | 43647.7083 | 1.0249 | 1.3666 | 1.7082 | 2.0498 | 2.3915 | 2.7331 | 3.0747 | 3.4164 | 3.758 | 4.0997 | 4.4413 | 4.7829
2019-07-01 18:00 | 43647.75 | 0.59485 | 0.79313 | 0.99142 | 1.1897 | 1.388 | 1.5863 | 1.7846 | 1.9828 | 2.1811 | 2.3794 | 2.5777 | 2.776
2019-07-01 19:00 | 43647.7917 | 0.17702 | 0.23603 | 0.29504 | 0.35405 | 0.41305 | 0.47206 | 0.53107 | 0.59008 | 0.64908 | 0.70809 | 0.7671 | 0.82611
2019-07-01 20:00 | 43647.8333 | 0.066638 | 0.088851 | 0.11106 | 0.13328 | 0.15549 | 0.1777 | 0.19991 | 0.22213 | 0.24434 | 0.26655 | 0.28876 | 0.31098
2019-07-01 21:00 | 43647.875 | 0 | 0 | 0 | 0 | 0 | 0 | 0 | 0 | 0 | 0 | 0 | 0
2019-07-01 22:00 | 43647.9167 | 0 | 0 | 0 | 0 | 0 | 0 | 0 | 0 | 0 | 0 | 0 | 0
2019-07-01 23:00 | 43647.9583 | 0 | 0 | 0 | 0 | 0 | 0 | 0 | 0 | 0 | 0 | 0 | 0
2019-07-02 | 43648 | 0 | 0 | 0 | 0 | 0 | 0 | 0 | 0 | 0 | 0 | 0 | 0
2019-07-02 01:00 | 43648.0417 | 0 | 0 | 0 | 0 | 0 | 0 | 0 | 0 | 0 | 0 | 0 | 0
2019-07-02 02:00 | 43648.0833 | 0 | 0 | 0 | 0 | 0 | 0 | 0 | 0 | 0 | 0 | 0 | 0
2019-07-02 03:00 | 43648.125 | 0 | 0 | 0 | 0 | 0 | 0 | 0 | 0 | 0 | 0 | 0 | 0
2019-07-02 04:00 | 43648.1667 | 0 | 0 | 0 | 0 | 0 | 0 | 0 | 0 | 0 | 0 | 0 | 0
2019-07-02 05:00 | 43648.2083 | 0 | 0 | 0 | 0 | 0 | 0 | 0 | 0 | 0 | 0 | 0 | 0
2019-07-02 06:00 | 43648.25 | 0.052497 | 0.069995 | 0.087494 | 0.10499 | 0.12249 | 0.13999 | 0.15749 | 0.17499 | 0.19249 | 0.20999 | 0.22749 | 0.24498
2019-07-02 07:00 | 43648.2917 | 0.17093 | 0.22791 | 0.28489 | 0.34187 | 0.39885 | 0.45582 | 0.5128 | 0.56978 | 0.62676 | 0.68373 | 0.74071 | 0.79769
2019-07-02 08:00 | 43648.3333 | 0.34184 | 0.45579 | 0.56974 | 0.68369 | 0.79764 | 0.91159 | 1.0255 | 1.1395 | 1.2534 | 1.3674 | 1.4813 | 1.5953
2019-07-02 09:00 | 43648.375 | 0.81984 | 1.0931 | 1.3664 | 1.6397 | 1.913 | 2.1863 | 2.4595 | 2.7328 | 3.0061 | 3.2794 | 3.5527 | 3.8259
2019-07-02 10:00 | 43648.4167 | 1.1189 | 1.4918 | 1.8648 | 2.2378 | 2.6107 | 2.9837 | 3.3566 | 3.7296 | 4.1026 | 4.4755 | 4.8485 | 5.2215
2019-07-02 11:00 | 43648.4583 | 1.2545 | 1.6727 | 2.0908 | 2.509 | 2.9272 | 3.3453 | 3.7635 | 4.1817 | 4.5998 | 5.018 | 5.4362 | 5.8543
2019-07-02 12:00 | 43648.5 | 1.5619 | 2.0826 | 2.6032 | 3.1238 | 3.6445 | 4.1651 | 4.6857 | 5.2064 | 5.727 | 6.2477 | 6.7683 | 7.2889
2019-07-02 13:00 | 43648.5417 | 1.4637 | 1.9516 | 2.4395 | 2.9274 | 3.4153 | 3.9033 | 4.3912 | 4.8791 | 5.367 | 5.8549 | 6.3428 | 6.8307
2019-07-02 14:00 | 43648.5833 | 1.5796 | 2.1061 | 2.6326 | 3.1591 | 3.6856 | 4.2122 | 4.7387 | 5.2652 | 5.7917 | 6.3182 | 6.8447 | 7.3713
2019-07-02 15:00 | 43648.625 | 1.4862 | 1.9816 | 2.477 | 2.9723 | 3.4677 | 3.9631 | 4.4585 | 4.9539 | 5.4493 | 5.9447 | 6.4401 | 6.9355
2019-07-02 16:00 | 43648.6667 | 0.98217 | 1.3096 | 1.637 | 1.9643 | 2.2917 | 2.6191 | 2.9465 | 3.2739 | 3.6013 | 3.9287 | 4.2561 | 4.5835
2019-07-02 17:00 | 43648.7083 | 0.81641 | 1.0885 | 1.3607 | 1.6328 | 1.905 | 2.1771 | 2.4492 | 2.7214 | 2.9935 | 3.2656 | 3.5378 | 3.8099
2019-07-02 18:00 | 43648.75 | 0.52043 | 0.6939 | 0.86738 | 1.0409 | 1.2143 | 1.3878 | 1.5613 | 1.7348 | 1.9082 | 2.0817 | 2.2552 | 2.4287
2019-07-02 19:00 | 43648.7917 | 0.18968 | 0.2529 | 0.31613 | 0.37936 | 0.44258 | 0.50581 | 0.56903 | 0.63226 | 0.69549 | 0.75871 | 0.82194 | 0.88516
2019-07-02 20:00 | 43648.8333 | 0.052984 | 0.070645 | 0.088306 | 0.10597 | 0.12363 | 0.14129 | 0.15895 | 0.17661 | 0.19427 | 0.21193 | 0.2296 | 0.24726
2019-07-02 21:00 | 43648.875 | 0 | 0 | 0 | 0 | 0 | 0 | 0 | 0 | 0 | 0 | 0 | 0
2019-07-02 22:00 | 43648.9167 | 0 | 0 | 0 | 0 | 0 | 0 | 0 | 0 | 0 | 0 | 0 | 0
2019-07-02 23:00 | 43648.9583 | 0 | 0 | 0 | 0 | 0 | 0 | 0 | 0 | 0 | 0 | 0 | 0
2019-07-03 | 43649 | 0 | 0 | 0 | 0 | 0 | 0 | 0 | 0 | 0 | 0 | 0 | 0
2019-07-03 01:00 | 43649.0417 | 0 | 0 | 0 | 0 | 0 | 0 | 0 | 0 | 0 | 0 | 0 | 0
2019-07-03 02:00 | 43649.0833 | 0 | 0 | 0 | 0 | 0 | 0 | 0 | 0 | 0 | 0 | 0 | 0
2019-07-03 03:00 | 43649.125 | 0 | 0 | 0 | 0 | 0 | 0 | 0 | 0 | 0 | 0 | 0 | 0
2019-07-03 04:00 | 43649.1667 | 0 | 0 | 0 | 0 | 0 | 0 | 0 | 0 | 0 | 0 | 0 | 0
2019-07-03 05:00 | 43649.2083 | 0 | 0 | 0 | 0 | 0 | 0 | 0 | 0 | 0 | 0 | 0 | 0
2019-07-03 06:00 | 43649.25 | 0.046108 | 0.061478 | 0.076847 | 0.092217 | 0.10759 | 0.12296 | 0.13833 | 0.15369 | 0.16906 | 0.18443 | 0.1998 | 0.21517
2019-07-03 07:00 | 43649.2917 | 0.19246 | 0.25661 | 0.32076 | 0.38492 | 0.44907 | 0.51322 | 0.57737 | 0.64153 | 0.70568 | 0.76983 | 0.83398 | 0.89814
2019-07-03 08:00 | 43649.3333 | 0.81456 | 1.0861 | 1.3576 | 1.6291 | 1.9006 | 2.1721 | 2.4437 | 2.7152 | 2.9867 | 3.2582 | 3.5297 | 3.8013
2019-07-03 09:00 | 43649.375 | 1.4943 | 1.9924 | 2.4905 | 2.9886 | 3.4867 | 3.9848 | 4.4829 | 4.981 | 5.4791 | 5.9772 | 6.4753 | 6.9734
2019-07-03 10:00 | 43649.4167 | 2.0543 | 2.7391 | 3.4239 | 4.1086 | 4.7934 | 5.4782 | 6.163 | 6.8477 | 7.5325 | 8.2173 | 8.902 | 9.5868
2019-07-03 11:00 | 43649.4583 | 1.2973 | 1.7297 | 2.1622 | 2.5946 | 3.0271 | 3.4595 | 3.8919 | 4.3244 | 4.7568 | 5.1892 | 5.6217 | 6.0541
2019-07-03 12:00 | 43649.5 | 1.4377 | 1.9169 | 2.3961 | 2.8754 | 3.3546 | 3.8338 | 4.3131 | 4.7923 | 5.2715 | 5.7508 | 6.23 | 6.7092
2019-07-03 13:00 | 43649.5417 | 1.4628 | 1.9504 | 2.4379 | 2.9255 | 3.4131 | 3.9007 | 4.3883 | 4.8759 | 5.3635 | 5.8511 | 6.3387 | 6.8263
2019-07-03 14:00 | 43649.5833 | 1.4245 | 1.8993 | 2.3742 | 2.849 | 3.3238 | 3.7987 | 4.2735 | 4.7483 | 5.2232 | 5.698 | 6.1728 | 6.6477
2019-07-03 15:00 | 43649.625 | 1.2825 | 1.71 | 2.1375 | 2.565 | 2.9925 | 3.42 | 3.8475 | 4.275 | 4.7025 | 5.13 | 5.5575 | 5.985
2019-07-03 16:00 | 43649.6667 | 1.069 | 1.4254 | 1.7817 | 2.1381 | 2.4944 | 2.8508 | 3.2071 | 3.5635 | 3.9198 | 4.2762 | 4.6325 | 4.9889
2019-07-03 17:00 | 43649.7083 | 0.77357 | 1.0314 | 1.2893 | 1.5471 | 1.805 | 2.0629 | 2.3207 | 2.5786 | 2.8364 | 3.0943 | 3.3521 | 3.61
2019-07-03 18:00 | 43649.75 | 0.47073 | 0.62764 | 0.78455 | 0.94146 | 1.0984 | 1.2553 | 1.4122 | 1.5691 | 1.726 | 1.8829 | 2.0398 | 2.1967
2019-07-03 19:00 | 43649.7917 | 0.21416 | 0.28555 | 0.35694 | 0.42833 | 0.49971 | 0.5711 | 0.64249 | 0.71388 | 0.78527 | 0.85665 | 0.92804 | 0.99943
2019-07-03 20:00 | 43649.8333 | 0.056289 | 0.075052 | 0.093815 | 0.11258 | 0.13134 | 0.1501 | 0.16887 | 0.18763 | 0.20639 | 0.22516 | 0.24392 | 0.26268
2019-07-03 21:00 | 43649.875 | 0 | 0 | 0 | 0 | 0 | 0 | 0 | 0 | 0 | 0 | 0 | 0
2019-07-03 22:00 | 43649.9167 | 0 | 0 | 0 | 0 | 0 | 0 | 0 | 0 | 0 | 0 | 0 | 0
2019-07-03 23:00 | 43649.9583 | 0 | 0 | 0 | 0 | 0 | 0 | 0 | 0 | 0 | 0 | 0 | 0
2019-07-04 | 43650 | 0 | 0 | 0 | 0 | 0 | 0 | 0 | 0 | 0 | 0 | 0 | 0
2019-07-04 01:00 | 43650.0417 | 0 | 0 | 0 | 0 | 0 | 0 | 0 | 0 | 0 | 0 | 0 | 0
2019-07-04 02:00 | 43650.0833 | 0 | 0 | 0 | 0 | 0 | 0 | 0 | 0 | 0 | 0 | 0 | 0
2019-07-04 03:00 | 43650.125 | 0 | 0 | 0 | 0 | 0 | 0 | 0 | 0 | 0 | 0 | 0 | 0
2019-07-04 04:00 | 43650.1667 | 0 | 0 | 0 | 0 | 0 | 0 | 0 | 0 | 0 | 0 | 0 | 0
2019-07-04 05:00 | 43650.2083 | 0.001342 | 0.0017893 | 0.0022367 | 0.002684 | 0.0031313 | 0.0035787 | 0.004026 | 0.0044733 | 0.0049207 | 0.005368 | 0.0058154 | 0.0062627
2019-07-04 06:00 | 43650.25 | 0.072378 | 0.096504 | 0.12063 | 0.14476 | 0.16888 | 0.19301 | 0.21713 | 0.24126 | 0.26539 | 0.28951 | 0.31364 | 0.33776
2019-07-04 07:00 | 43650.2917 | 0.2933 | 0.39106 | 0.48883 | 0.58659 | 0.68436 | 0.78213 | 0.87989 | 0.97766 | 1.0754 | 1.1732 | 1.271 | 1.3687
2019-07-04 08:00 | 43650.3333 | 0.13292 | 0.17722 | 0.22153 | 0.26584 | 0.31014 | 0.35445 | 0.39876 | 0.44306 | 0.48737 | 0.53167 | 0.57598 | 0.62029
2019-07-04 09:00 | 43650.375 | 0.32517 | 0.43356 | 0.54195 | 0.65034 | 0.75873 | 0.86712 | 0.97551 | 1.0839 | 1.1923 | 1.3007 | 1.4091 | 1.5175
2019-07-04 10:00 | 43650.4167 | 0.93576 | 1.2477 | 1.5596 | 1.8715 | 2.1834 | 2.4954 | 2.8073 | 3.1192 | 3.4311 | 3.743 | 4.055 | 4.3669
2019-07-04 11:00 | 43650.4583 | 0.17587 | 0.2345 | 0.29312 | 0.35174 | 0.41037 | 0.46899 | 0.52762 | 0.58624 | 0.64487 | 0.70349 | 0.76211 | 0.82074
2019-07-04 12:00 | 43650.5 | 1.5348 | 2.0465 | 2.5581 | 3.0697 | 3.5813 | 4.0929 | 4.6045 | 5.1161 | 5.6278 | 6.1394 | 6.651 | 7.1626
2019-07-04 13:00 | 43650.5417 | 2.5472 | 3.3963 | 4.2454 | 5.0945 | 5.9436 | 6.7926 | 7.6417 | 8.4908 | 9.3399 | 10.189 | 11.038 | 11.8871
2019-07-04 14:00 | 43650.5833 | 1.1411 | 1.5215 | 1.9019 | 2.2823 | 2.6627 | 3.0431 | 3.4234 | 3.8038 | 4.1842 | 4.5646 | 4.945 | 5.3254
2019-07-04 15:00 | 43650.625 | 2.7342 | 3.6456 | 4.5571 | 5.4685 | 6.3799 | 7.2913 | 8.2027 | 9.1141 | 10.0255 | 10.9369 | 11.8483 | 12.7597
2019-07-04 16:00 | 43650.6667 | 1.533 | 2.044 | 2.555 | 3.0659 | 3.5769 | 4.0879 | 4.5989 | 5.1099 | 5.6209 | 6.1319 | 6.6429 | 7.1539
2019-07-04 17:00 | 43650.7083 | 0.57775 | 0.77033 | 0.96291 | 1.1555 | 1.3481 | 1.5407 | 1.7332 | 1.9258 | 2.1184 | 2.311 | 2.5036 | 2.6962
2019-07-04 18:00 | 43650.75 | 0.065513 | 0.087351 | 0.10919 | 0.13103 | 0.15286 | 0.1747 | 0.19654 | 0.21838 | 0.24022 | 0.26205 | 0.28389 | 0.30573
2019-07-04 19:00 | 43650.7917 | 0.031519 | 0.042025 | 0.052532 | 0.063038 | 0.073544 | 0.08405 | 0.094557 | 0.10506 | 0.11557 | 0.12608 | 0.13658 | 0.14709
2019-07-04 20:00 | 43650.8333 | 0.0079791 | 0.010639 | 0.013299 | 0.015958 | 0.018618 | 0.021278 | 0.023937 | 0.026597 | 0.029257 | 0.031917 | 0.034576 | 0.037236
2019-07-04 21:00 | 43650.875 | 0 | 0 | 0 | 0 | 0 | 0 | 0 | 0 | 0 | 0 | 0 | 0
2019-07-04 22:00 | 43650.9167 | 0 | 0 | 0 | 0 | 0 | 0 | 0 | 0 | 0 | 0 | 0 | 0
2019-07-04 23:00 | 43650.9583 | 0 | 0 | 0 | 0 | 0 | 0 | 0 | 0 | 0 | 0 | 0 | 0
2019-07-05 | 43651 | 0 | 0 | 0 | 0 | 0 | 0 | 0 | 0 | 0 | 0 | 0 | 0
2019-07-05 01:00 | 43651.0417 | 0 | 0 | 0 | 0 | 0 | 0 | 0 | 0 | 0 | 0 | 0 | 0
2019-07-05 02:00 | 43651.0833 | 0 | 0 | 0 | 0 | 0 | 0 | 0 | 0 | 0 | 0 | 0 | 0
2019-07-05 03:00 | 43651.125 | 0 | 0 | 0 | 0 | 0 | 0 | 0 | 0 | 0 | 0 | 0 | 0
2019-07-05 04:00 | 43651.1667 | 0 | 0 | 0 | 0 | 0 | 0 | 0 | 0 | 0 | 0 | 0 | 0
2019-07-05 05:00 | 43651.2083 | 0 | 0 | 0 | 0 | 0 | 0 | 0 | 0 | 0 | 0 | 0 | 0
2019-07-05 06:00 | 43651.25 | 0.058691 | 0.078255 | 0.097818 | 0.11738 | 0.13695 | 0.15651 | 0.17607 | 0.19564 | 0.2152 | 0.23476 | 0.25433 | 0.27389
2019-07-05 07:00 | 43651.2917 | 0.074942 | 0.099922 | 0.1249 | 0.14988 | 0.17486 | 0.19984 | 0.22483 | 0.24981 | 0.27479 | 0.29977 | 0.32475 | 0.34973
2019-07-05 08:00 | 43651.3333 | 0.45462 | 0.60616 | 0.7577 | 0.90923 | 1.0608 | 1.2123 | 1.3639 | 1.5154 | 1.6669 | 1.8185 | 1.97 | 2.1215
2019-07-05 09:00 | 43651.375 | 0.24206 | 0.32275 | 0.40343 | 0.48412 | 0.56481 | 0.64549 | 0.72618 | 0.80687 | 0.88755 | 0.96824 | 1.0489 | 1.1296
2019-07-05 10:00 | 43651.4167 | 0.64533 | 0.86045 | 1.0756 | 1.2907 | 1.5058 | 1.7209 | 1.936 | 2.1511 | 2.3662 | 2.5813 | 2.7964 | 3.0116
2019-07-05 11:00 | 43651.4583 | 0.80484 | 1.0731 | 1.3414 | 1.6097 | 1.878 | 2.1462 | 2.4145 | 2.6828 | 2.9511 | 3.2194 | 3.4877 | 3.7559
2019-07-05 12:00 | 43651.5 | 1.207 | 1.6094 | 2.0117 | 2.4141 | 2.8164 | 3.2188 | 3.6211 | 4.0235 | 4.4258 | 4.8282 | 5.2305 | 5.6329
2019-07-05 13:00 | 43651.5417 | 2.1418 | 2.8558 | 3.5697 | 4.2837 | 4.9976 | 5.7116 | 6.4255 | 7.1395 | 7.8534 | 8.5674 | 9.2813 | 9.9952
2019-07-05 14:00 | 43651.5833 | 2.4037 | 3.2049 | 4.0061 | 4.8073 | 5.6086 | 6.4098 | 7.211 | 8.0122 | 8.8134 | 9.6147 | 10.4159 | 11.2171
2019-07-05 15:00 | 43651.625 | 2.2181 | 2.9575 | 3.6969 | 4.4362 | 5.1756 | 5.915 | 6.6544 | 7.3937 | 8.1331 | 8.8725 | 9.6118 | 10.3512
2019-07-05 16:00 | 43651.6667 | 1.4956 | 1.9942 | 2.4927 | 2.9913 | 3.4898 | 3.9883 | 4.4869 | 4.9854 | 5.484 | 5.9825 | 6.4811 | 6.9796
2019-07-05 17:00 | 43651.7083 | 0.96163 | 1.2822 | 1.6027 | 1.9233 | 2.2438 | 2.5643 | 2.8849 | 3.2054 | 3.526 | 3.8465 | 4.1671 | 4.4876
2019-07-05 18:00 | 43651.75 | 0.59883 | 0.79844 | 0.99805 | 1.1977 | 1.3973 | 1.5969 | 1.7965 | 1.9961 | 2.1957 | 2.3953 | 2.5949 | 2.7945
2019-07-05 19:00 | 43651.7917 | 0.20014 | 0.26685 | 0.33356 | 0.40027 | 0.46698 | 0.5337 | 0.60041 | 0.66712 | 0.73383 | 0.80054 | 0.86726 | 0.93397
2019-07-05 20:00 | 43651.8333 | 0.040295 | 0.053727 | 0.067159 | 0.080591 | 0.094022 | 0.10745 | 0.12089 | 0.13432 | 0.14775 | 0.16118 | 0.17461 | 0.18804
2019-07-05 21:00 | 43651.875 | 0 | 0 | 0 | 0 | 0 | 0 | 0 | 0 | 0 | 0 | 0 | 0
2019-07-05 22:00 | 43651.9167 | 0 | 0 | 0 | 0 | 0 | 0 | 0 | 0 | 0 | 0 | 0 | 0
2019-07-05 23:00 | 43651.9583 | 0 | 0 | 0 | 0 | 0 | 0 | 0 | 0 | 0 | 0 | 0 | 0
2019-07-06 | 43652 | 0 | 0 | 0 | 0 | 0 | 0 | 0 | 0 | 0 | 0 | 0 | 0
2019-07-06 01:00 | 43652.0417 | 0 | 0 | 0 | 0 | 0 | 0 | 0 | 0 | 0 | 0 | 0 | 0
2019-07-06 02:00 | 43652.0833 | 0 | 0 | 0 | 0 | 0 | 0 | 0 | 0 | 0 | 0 | 0 | 0
2019-07-06 03:00 | 43652.125 | 0 | 0 | 0 | 0 | 0 | 0 | 0 | 0 | 0 | 0 | 0 | 0
2019-07-06 04:00 | 43652.1667 | 0 | 0 | 0 | 0 | 0 | 0 | 0 | 0 | 0 | 0 | 0 | 0
2019-07-06 05:00 | 43652.2083 | 0 | 0 | 0 | 0 | 0 | 0 | 0 | 0 | 0 | 0 | 0 | 0
2019-07-06 06:00 | 43652.25 | 0.062541 | 0.083388 | 0.10423 | 0.12508 | 0.14593 | 0.16678 | 0.18762 | 0.20847 | 0.22932 | 0.25016 | 0.27101 | 0.29186
2019-07-06 07:00 | 43652.2917 | 0.271 | 0.36133 | 0.45166 | 0.54199 | 0.63232 | 0.72265 | 0.81299 | 0.90332 | 0.99365 | 1.084 | 1.1743 | 1.2646
2019-07-06 08:00 | 43652.3333 | 0.62111 | 0.82814 | 1.0352 | 1.2422 | 1.4493 | 1.6563 | 1.8633 | 2.0704 | 2.2774 | 2.4844 | 2.6915 | 2.8985
2019-07-06 09:00 | 43652.375 | 1.1274 | 1.5032 | 1.879 | 2.2547 | 2.6305 | 3.0063 | 3.3821 | 3.7579 | 4.1337 | 4.5095 | 4.8853 | 5.2611
2019-07-06 10:00 | 43652.4167 | 1.5829 | 2.1106 | 2.6382 | 3.1658 | 3.6935 | 4.2211 | 4.7487 | 5.2764 | 5.804 | 6.3317 | 6.8593 | 7.3869
2019-07-06 11:00 | 43652.4583 | 1.7939 | 2.3918 | 2.9898 | 3.5878 | 4.1857 | 4.7837 | 5.3816 | 5.9796 | 6.5776 | 7.1755 | 7.7735 | 8.3714
2019-07-06 12:00 | 43652.5 | 2.0592 | 2.7456 | 3.432 | 4.1184 | 4.8048 | 5.4912 | 6.1776 | 6.864 | 7.5504 | 8.2368 | 8.9232 | 9.6096
2019-07-06 13:00 | 43652.5417 | 2.2966 | 3.0621 | 3.8276 | 4.5932 | 5.3587 | 6.1242 | 6.8897 | 7.6553 | 8.4208 | 9.1863 | 9.9518 | 10.7174
2019-07-06 14:00 | 43652.5833 | 2.3481 | 3.1308 | 3.9136 | 4.6963 | 5.479 | 6.2617 | 7.0444 | 7.8271 | 8.6098 | 9.3925 | 10.1752 | 10.9579
2019-07-06 15:00 | 43652.625 | 1.8093 | 2.4125 | 3.0156 | 3.6187 | 4.2218 | 4.8249 | 5.428 | 6.0312 | 6.6343 | 7.2374 | 7.8405 | 8.4436
2019-07-06 16:00 | 43652.6667 | 1.4474 | 1.9298 | 2.4123 | 2.8948 | 3.3772 | 3.8597 | 4.3422 | 4.8246 | 5.3071 | 5.7895 | 6.272 | 6.7545
2019-07-06 17:00 | 43652.7083 | 1.1086 | 1.4782 | 1.8477 | 2.2172 | 2.5868 | 2.9563 | 3.3258 | 3.6954 | 4.0649 | 4.4345 | 4.804 | 5.1735
2019-07-06 18:00 | 43652.75 | 0.62611 | 0.83481 | 1.0435 | 1.2522 | 1.4609 | 1.6696 | 1.8783 | 2.087 | 2.2957 | 2.5044 | 2.7131 | 2.9218
2019-07-06 19:00 | 43652.7917 | 0.15126 | 0.20167 | 0.25209 | 0.30251 | 0.35293 | 0.40335 | 0.45377 | 0.50419 | 0.55461 | 0.60502 | 0.65544 | 0.70586
2019-07-06 20:00 | 43652.8333 | 0.056228 | 0.074971 | 0.093714 | 0.11246 | 0.1312 | 0.14994 | 0.16868 | 0.18743 | 0.20617 | 0.22491 | 0.24366 | 0.2624
2019-07-06 21:00 | 43652.875 | 0 | 0 | 0 | 0 | 0 | 0 | 0 | 0 | 0 | 0 | 0 | 0
2019-07-06 22:00 | 43652.9167 | 0 | 0 | 0 | 0 | 0 | 0 | 0 | 0 | 0 | 0 | 0 | 0
2019-07-06 23:00 | 43652.9583 | 0 | 0 | 0 | 0 | 0 | 0 | 0 | 0 | 0 | 0 | 0 | 0
2019-07-07 | 43653 | 0 | 0 | 0 | 0 | 0 | 0 | 0 | 0 | 0 | 0 | 0 | 0
2019-07-07 01:00 | 43653.0417 | 0 | 0 | 0 | 0 | 0 | 0 | 0 | 0 | 0 | 0 | 0 | 0
2019-07-07 02:00 | 43653.0833 | 0 | 0 | 0 | 0 | 0 | 0 | 0 | 0 | 0 | 0 | 0 | 0
2019-07-07 03:00 | 43653.125 | 0 | 0 | 0 | 0 | 0 | 0 | 0 | 0 | 0 | 0 | 0 | 0
2019-07-07 04:00 | 43653.1667 | 0 | 0 | 0 | 0 | 0 | 0 | 0 | 0 | 0 | 0 | 0 | 0
2019-07-07 05:00 | 43653.2083 | 0 | 0 | 0 | 0 | 0 | 0 | 0 | 0 | 0 | 0 | 0 | 0
2019-07-07 06:00 | 43653.25 | 0.044872 | 0.05983 | 0.074787 | 0.089744 | 0.1047 | 0.11966 | 0.13462 | 0.14957 | 0.16453 | 0.17949 | 0.19445 | 0.2094
2019-07-07 07:00 | 43653.2917 | 0.1921 | 0.25613 | 0.32017 | 0.3842 | 0.44824 | 0.51227 | 0.5763 | 0.64034 | 0.70437 | 0.7684 | 0.83244 | 0.89647
2019-07-07 08:00 | 43653.3333 | 0.83016 | 1.1069 | 1.3836 | 1.6603 | 1.937 | 2.2138 | 2.4905 | 2.7672 | 3.0439 | 3.3206 | 3.5974 | 3.8741
2019-07-07 09:00 | 43653.375 | 1.5226 | 2.0301 | 2.5376 | 3.0451 | 3.5527 | 4.0602 | 4.5677 | 5.0752 | 5.5827 | 6.0903 | 6.5978 | 7.1053
2019-07-07 10:00 | 43653.4167 | 2.1255 | 2.834 | 3.5425 | 4.251 | 4.9595 | 5.668 | 6.3765 | 7.085 | 7.7935 | 8.5019 | 9.2104 | 9.9189
2019-07-07 11:00 | 43653.4583 | 2.5684 | 3.4245 | 4.2806 | 5.1367 | 5.9929 | 6.849 | 7.7051 | 8.5612 | 9.4174 | 10.2735 | 11.1296 | 11.9857
2019-07-07 12:00 | 43653.5 | 2.8218 | 3.7624 | 4.703 | 5.6436 | 6.5842 | 7.5248 | 8.4654 | 9.406 | 10.3466 | 11.2872 | 12.2278 | 13.1684
2019-07-07 13:00 | 43653.5417 | 2.8799 | 3.8398 | 4.7998 | 5.7597 | 6.7197 | 7.6796 | 8.6396 | 9.5995 | 10.5595 | 11.5194 | 12.4794 | 13.4393
2019-07-07 14:00 | 43653.5833 | 2.7421 | 3.6562 | 4.5702 | 5.4843 | 6.3983 | 7.3124 | 8.2264 | 9.1405 | 10.0545 | 10.9686 | 11.8826 | 12.7967
2019-07-07 15:00 | 43653.625 | 2.4134 | 3.2179 | 4.0224 | 4.8268 | 5.6313 | 6.4358 | 7.2403 | 8.0447 | 8.8492 | 9.6537 | 10.4581 | 11.2626
2019-07-07 16:00 | 43653.6667 | 1.9263 | 2.5684 | 3.2105 | 3.8526 | 4.4947 | 5.1368 | 5.7789 | 6.4211 | 7.0632 | 7.7053 | 8.3474 | 8.9895
2019-07-07 17:00 | 43653.7083 | 1.3325 | 1.7766 | 2.2208 | 2.6649 | 3.1091 | 3.5532 | 3.9974 | 4.4416 | 4.8857 | 5.3299 | 5.774 | 6.2182
2019-07-07 18:00 | 43653.75 | 0.68329 | 0.91105 | 1.1388 | 1.3666 | 1.5943 | 1.8221 | 2.0499 | 2.2776 | 2.5054 | 2.7332 | 2.9609 | 3.1887
2019-07-07 19:00 | 43653.7917 | 0.12963 | 0.17284 | 0.21605 | 0.25925 | 0.30246 | 0.34567 | 0.38888 | 0.43209 | 0.4753 | 0.51851 | 0.56172 | 0.60493
2019-07-07 20:00 | 43653.8333 | 0.043931 | 0.058575 | 0.073218 | 0.087862 | 0.10251 | 0.11715 | 0.13179 | 0.14644 | 0.16108 | 0.17572 | 0.19037 | 0.20501
2019-07-07 21:00 | 43653.875 | 0 | 0 | 0 | 0 | 0 | 0 | 0 | 0 | 0 | 0 | 0 | 0
2019-07-07 22:00 | 43653.9167 | 0 | 0 | 0 | 0 | 0 | 0 | 0 | 0 | 0 | 0 | 0 | 0
2019-07-07 23:00 | 43653.9583 | 0 | 0 | 0 | 0 | 0 | 0 | 0 | 0 | 0 | 0 | 0 | 0
2019-07-08 | 43654 | 0 | 0 | 0 | 0 | 0 | 0 | 0 | 0 | 0 | 0 | 0 | 0
2019-07-08 01:00 | 43654.0417 | 0 | 0 | 0 | 0 | 0 | 0 | 0 | 0 | 0 | 0 | 0 | 0
2019-07-08 02:00 | 43654.0833 | 0 | 0 | 0 | 0 | 0 | 0 | 0 | 0 | 0 | 0 | 0 | 0
2019-07-08 03:00 | 43654.125 | 0 | 0 | 0 | 0 | 0 | 0 | 0 | 0 | 0 | 0 | 0 | 0
2019-07-08 04:00 | 43654.1667 | 0 | 0 | 0 | 0 | 0 | 0 | 0 | 0 | 0 | 0 | 0 | 0
2019-07-08 05:00 | 43654.2083 | 0 | 0 | 0 | 0 | 0 | 0 | 0 | 0 | 0 | 0 | 0 | 0
2019-07-08 06:00 | 43654.25 | 0.067639 | 0.090186 | 0.11273 | 0.13528 | 0.15783 | 0.18037 | 0.20292 | 0.22546 | 0.24801 | 0.27056 | 0.2931 | 0.31565
2019-07-08 07:00 | 43654.2917 | 0.20071 | 0.26761 | 0.33451 | 0.40141 | 0.46832 | 0.53522 | 0.60212 | 0.66902 | 0.73592 | 0.80283 | 0.86973 | 0.93663
2019-07-08 08:00 | 43654.3333 | 0.75078 | 1.001 | 1.2513 | 1.5016 | 1.7518 | 2.0021 | 2.2523 | 2.5026 | 2.7529 | 3.0031 | 3.2534 | 3.5037
2019-07-08 09:00 | 43654.375 | 1.339 | 1.7853 | 2.2317 | 2.678 | 3.1244 | 3.5707 | 4.017 | 4.4634 | 4.9097 | 5.356 | 5.8024 | 6.2487
2019-07-08 10:00 | 43654.4167 | 1.8406 | 2.4541 | 3.0676 | 3.6811 | 4.2947 | 4.9082 | 5.5217 | 6.1352 | 6.7488 | 7.3623 | 7.9758 | 8.5893
2019-07-08 11:00 | 43654.4583 | 2.2416 | 2.9888 | 3.736 | 4.4832 | 5.2303 | 5.9775 | 6.7247 | 7.4719 | 8.2191 | 8.9663 | 9.7135 | 10.4607
2019-07-08 12:00 | 43654.5 | 2.4834 | 3.3112 | 4.139 | 4.9668 | 5.7946 | 6.6223 | 7.4501 | 8.2779 | 9.1057 | 9.9335 | 10.7613 | 11.5891
2019-07-08 13:00 | 43654.5417 | 2.5082 | 3.3443 | 4.1804 | 5.0165 | 5.8526 | 6.6887 | 7.5247 | 8.3608 | 9.1969 | 10.033 | 10.8691 | 11.7051
2019-07-08 14:00 | 43654.5833 | 2.3777 | 3.1702 | 3.9628 | 4.7553 | 5.5479 | 6.3404 | 7.133 | 7.9255 | 8.7181 | 9.5106 | 10.3032 | 11.0957
2019-07-08 15:00 | 43654.625 | 2.1144 | 2.8192 | 3.524 | 4.2288 | 4.9336 | 5.6384 | 6.3432 | 7.048 | 7.7528 | 8.4576 | 9.1624 | 9.8672
2019-07-08 16:00 | 43654.6667 | 1.6953 | 2.2604 | 2.8254 | 3.3905 | 3.9556 | 4.5207 | 5.0858 | 5.6509 | 6.216 | 6.7811 | 7.3462 | 7.9112
2019-07-08 17:00 | 43654.7083 | 1.165 | 1.5533 | 1.9417 | 2.33 | 2.7183 | 3.1067 | 3.495 | 3.8833 | 4.2716 | 4.66 | 5.0483 | 5.4366
2019-07-08 18:00 | 43654.75 | 0.62902 | 0.83869 | 1.0484 | 1.258 | 1.4677 | 1.6774 | 1.8871 | 2.0967 | 2.3064 | 2.5161 | 2.7258 | 2.9354
2019-07-08 19:00 | 43654.7917 | 0.16699 | 0.22265 | 0.27831 | 0.33397 | 0.38963 | 0.44529 | 0.50096 | 0.55662 | 0.61228 | 0.66794 | 0.7236 | 0.77926
2019-07-08 20:00 | 43654.8333 | 0.054065 | 0.072087 | 0.090109 | 0.10813 | 0.12615 | 0.14417 | 0.1622 | 0.18022 | 0.19824 | 0.21626 | 0.23428 | 0.25231
2019-07-08 21:00 | 43654.875 | 0 | 0 | 0 | 0 | 0 | 0 | 0 | 0 | 0 | 0 | 0 | 0
2019-07-08 22:00 | 43654.9167 | 0 | 0 | 0 | 0 | 0 | 0 | 0 | 0 | 0 | 0 | 0 | 0
2019-07-08 23:00 | 43654.9583 | 0 | 0 | 0 | 0 | 0 | 0 | 0 | 0 | 0 | 0 | 0 | 0
2019-07-09 | 43655 | 0 | 0 | 0 | 0 | 0 | 0 | 0 | 0 | 0 | 0 | 0 | 0
2019-07-09 01:00 | 43655.0417 | 0 | 0 | 0 | 0 | 0 | 0 | 0 | 0 | 0 | 0 | 0 | 0
2019-07-09 02:00 | 43655.0833 | 0 | 0 | 0 | 0 | 0 | 0 | 0 | 0 | 0 | 0 | 0 | 0
2019-07-09 03:00 | 43655.125 | 0 | 0 | 0 | 0 | 0 | 0 | 0 | 0 | 0 | 0 | 0 | 0
2019-07-09 04:00 | 43655.1667 | 0 | 0 | 0 | 0 | 0 | 0 | 0 | 0 | 0 | 0 | 0 | 0
2019-07-09 05:00 | 43655.2083 | 0 | 0 | 0 | 0 | 0 | 0 | 0 | 0 | 0 | 0 | 0 | 0
2019-07-09 06:00 | 43655.25 | 0.0079024 | 0.010536 | 0.013171 | 0.015805 | 0.018439 | 0.021073 | 0.023707 | 0.026341 | 0.028975 | 0.031609 | 0.034244 | 0.036878
2019-07-09 07:00 | 43655.2917 | 0.031493 | 0.041991 | 0.052489 | 0.062986 | 0.073484 | 0.083982 | 0.094479 | 0.10498 | 0.11547 | 0.12597 | 0.13647 | 0.14697
2019-07-09 08:00 | 43655.3333 | 0.15369 | 0.20491 | 0.25614 | 0.30737 | 0.3586 | 0.40983 | 0.46106 | 0.51229 | 0.56351 | 0.61474 | 0.66597 | 0.7172
2019-07-09 09:00 | 43655.375 | 0.094809 | 0.12641 | 0.15802 | 0.18962 | 0.22122 | 0.25283 | 0.28443 | 0.31603 | 0.34763 | 0.37924 | 0.41084 | 0.44244
2019-07-09 10:00 | 43655.4167 | 0.1246 | 0.16614 | 0.20767 | 0.24921 | 0.29074 | 0.33227 | 0.37381 | 0.41534 | 0.45688 | 0.49841 | 0.53994 | 0.58148
2019-07-09 11:00 | 43655.4583 | 0.1478 | 0.19707 | 0.24633 | 0.2956 | 0.34486 | 0.39413 | 0.4434 | 0.49266 | 0.54193 | 0.5912 | 0.64046 | 0.68973
2019-07-09 12:00 | 43655.5 | 0.16169 | 0.21559 | 0.26949 | 0.32338 | 0.37728 | 0.43118 | 0.48507 | 0.53897 | 0.59287 | 0.64677 | 0.70066 | 0.75456
2019-07-09 13:00 | 43655.5417 | 1.1847 | 1.5796 | 1.9745 | 2.3694 | 2.7643 | 3.1592 | 3.5541 | 3.949 | 4.3439 | 4.7388 | 5.1337 | 5.5286
2019-07-09 14:00 | 43655.5833 | 2.9633 | 3.951 | 4.9388 | 5.9265 | 6.9143 | 7.902 | 8.8898 | 9.8776 | 10.8653 | 11.8531 | 12.8408 | 13.8286
2019-07-09 15:00 | 43655.625 | 2.509 | 3.3453 | 4.1816 | 5.018 | 5.8543 | 6.6906 | 7.5269 | 8.3633 | 9.1996 | 10.0359 | 10.8722 | 11.7086
2019-07-09 16:00 | 43655.6667 | 1.608 | 2.144 | 2.68 | 3.216 | 3.752 | 4.288 | 4.824 | 5.36 | 5.896 | 6.432 | 6.968 | 7.504
2019-07-09 17:00 | 43655.7083 | 1.1918 | 1.589 | 1.9863 | 2.3835 | 2.7808 | 3.178 | 3.5753 | 3.9725 | 4.3698 | 4.767 | 5.1643 | 5.5615
2019-07-09 18:00 | 43655.75 | 0.7035 | 0.938 | 1.1725 | 1.407 | 1.6415 | 1.876 | 2.1105 | 2.345 | 2.5795 | 2.814 | 3.0485 | 3.283
2019-07-09 19:00 | 43655.7917 | 0.1845 | 0.246 | 0.30751 | 0.36901 | 0.43051 | 0.49201 | 0.55351 | 0.61501 | 0.67651 | 0.73801 | 0.79951 | 0.86102
2019-07-09 20:00 | 43655.8333 | 0.10332 | 0.13776 | 0.17221 | 0.20665 | 0.24109 | 0.27553 | 0.30997 | 0.34441 | 0.37885 | 0.41329 | 0.44774 | 0.48218
2019-07-09 21:00 | 43655.875 | 0 | 0 | 0 | 0 | 0 | 0 | 0 | 0 | 0 | 0 | 0 | 0
2019-07-09 22:00 | 43655.9167 | 0 | 0 | 0 | 0 | 0 | 0 | 0 | 0 | 0 | 0 | 0 | 0
2019-07-09 23:00 | 43655.9583 | 0 | 0 | 0 | 0 | 0 | 0 | 0 | 0 | 0 | 0 | 0 | 0
2019-07-10 | 43656 | 0 | 0 | 0 | 0 | 0 | 0 | 0 | 0 | 0 | 0 | 0 | 0
2019-07-10 01:00 | 43656.0417 | 0 | 0 | 0 | 0 | 0 | 0 | 0 | 0 | 0 | 0 | 0 | 0
2019-07-10 02:00 | 43656.0833 | 0 | 0 | 0 | 0 | 0 | 0 | 0 | 0 | 0 | 0 | 0 | 0
2019-07-10 03:00 | 43656.125 | 0 | 0 | 0 | 0 | 0 | 0 | 0 | 0 | 0 | 0 | 0 | 0
2019-07-10 04:00 | 43656.1667 | 0 | 0 | 0 | 0 | 0 | 0 | 0 | 0 | 0 | 0 | 0 | 0
2019-07-10 05:00 | 43656.2083 | 0 | 0 | 0 | 0 | 0 | 0 | 0 | 0 | 0 | 0 | 0 | 0
2019-07-10 06:00 | 43656.25 | 0.044522 | 0.059362 | 0.074203 | 0.089043 | 0.10388 | 0.11872 | 0.13356 | 0.14841 | 0.16325 | 0.17809 | 0.19293 | 0.20777
2019-07-10 07:00 | 43656.2917 | 0.13583 | 0.18111 | 0.22639 | 0.27167 | 0.31695 | 0.36223 | 0.4075 | 0.45278 | 0.49806 | 0.54334 | 0.58862 | 0.63389
2019-07-10 08:00 | 43656.3333 | 0.37685 | 0.50247 | 0.62809 | 0.75371 | 0.87933 | 1.0049 | 1.1306 | 1.2562 | 1.3818 | 1.5074 | 1.633 | 1.7587
2019-07-10 09:00 | 43656.375 | 0.5216 | 0.69546 | 0.86933 | 1.0432 | 1.2171 | 1.3909 | 1.5648 | 1.7387 | 1.9125 | 2.0864 | 2.2603 | 2.4341
2019-07-10 10:00 | 43656.4167 | 0.51493 | 0.68657 | 0.85821 | 1.0299 | 1.2015 | 1.3731 | 1.5448 | 1.7164 | 1.8881 | 2.0597 | 2.2314 | 2.403
2019-07-10 11:00 | 43656.4583 | 0.65998 | 0.87997 | 1.1 | 1.32 | 1.5399 | 1.7599 | 1.9799 | 2.1999 | 2.4199 | 2.6399 | 2.8599 | 3.0799
2019-07-10 12:00 | 43656.5 | 1.0919 | 1.4559 | 1.8199 | 2.1838 | 2.5478 | 2.9118 | 3.2758 | 3.6397 | 4.0037 | 4.3677 | 4.7316 | 5.0956
2019-07-10 13:00 | 43656.5417 | 0.97872 | 1.305 | 1.6312 | 1.9574 | 2.2837 | 2.6099 | 2.9361 | 3.2624 | 3.5886 | 3.9149 | 4.2411 | 4.5673
2019-07-10 14:00 | 43656.5833 | 1.1215 | 1.4954 | 1.8692 | 2.2431 | 2.6169 | 2.9908 | 3.3646 | 3.7384 | 4.1123 | 4.4861 | 4.86 | 5.2338
2019-07-10 15:00 | 43656.625 | 1.1276 | 1.5035 | 1.8794 | 2.2553 | 2.6312 | 3.0071 | 3.3829 | 3.7588 | 4.1347 | 4.5106 | 4.8865 | 5.2623
2019-07-10 16:00 | 43656.6667 | 1.0507 | 1.401 | 1.7512 | 2.1015 | 2.4517 | 2.8019 | 3.1522 | 3.5024 | 3.8527 | 4.2029 | 4.5532 | 4.9034
2019-07-10 17:00 | 43656.7083 | 0.88709 | 1.1828 | 1.4785 | 1.7742 | 2.0699 | 2.3656 | 2.6613 | 2.957 | 3.2527 | 3.5484 | 3.8441 | 4.1398
2019-07-10 18:00 | 43656.75 | 0.59402 | 0.79203 | 0.99003 | 1.188 | 1.386 | 1.5841 | 1.7821 | 1.9801 | 2.1781 | 2.3761 | 2.5741 | 2.7721
2019-07-10 19:00 | 43656.7917 | 0.1976 | 0.26347 | 0.32933 | 0.3952 | 0.46107 | 0.52693 | 0.5928 | 0.65867 | 0.72453 | 0.7904 | 0.85627 | 0.92213
2019-07-10 20:00 | 43656.8333 | 0.10989 | 0.14651 | 0.18314 | 0.21977 | 0.2564 | 0.29303 | 0.32966 | 0.36628 | 0.40291 | 0.43954 | 0.47617 | 0.5128
2019-07-10 21:00 | 43656.875 | 0 | 0 | 0 | 0 | 0 | 0 | 0 | 0 | 0 | 0 | 0 | 0
2019-07-10 22:00 | 43656.9167 | 0 | 0 | 0 | 0 | 0 | 0 | 0 | 0 | 0 | 0 | 0 | 0
2019-07-10 23:00 | 43656.9583 | 0 | 0 | 0 | 0 | 0 | 0 | 0 | 0 | 0 | 0 | 0 | 0
2019-07-11 | 43657 | 0 | 0 | 0 | 0 | 0 | 0 | 0 | 0 | 0 | 0 | 0 | 0
2019-07-11 01:00 | 43657.0417 | 0 | 0 | 0 | 0 | 0 | 0 | 0 | 0 | 0 | 0 | 0 | 0
2019-07-11 02:00 | 43657.0833 | 0 | 0 | 0 | 0 | 0 | 0 | 0 | 0 | 0 | 0 | 0 | 0
2019-07-11 03:00 | 43657.125 | 0 | 0 | 0 | 0 | 0 | 0 | 0 | 0 | 0 | 0 | 0 | 0
2019-07-11 04:00 | 43657.1667 | 0 | 0 | 0 | 0 | 0 | 0 | 0 | 0 | 0 | 0 | 0 | 0
2019-07-11 05:00 | 43657.2083 | 0 | 0 | 0 | 0 | 0 | 0 | 0 | 0 | 0 | 0 | 0 | 0
2019-07-11 06:00 | 43657.25 | 0.052587 | 0.070116 | 0.087645 | 0.10517 | 0.1227 | 0.14023 | 0.15776 | 0.17529 | 0.19282 | 0.21035 | 0.22788 | 0.24541
2019-07-11 07:00 | 43657.2917 | 0.19472 | 0.25963 | 0.32454 | 0.38944 | 0.45435 | 0.51926 | 0.58417 | 0.64907 | 0.71398 | 0.77889 | 0.8438 | 0.9087
2019-07-11 08:00 | 43657.3333 | 0.73196 | 0.97594 | 1.2199 | 1.4639 | 1.7079 | 1.9519 | 2.1959 | 2.4399 | 2.6838 | 2.9278 | 3.1718 | 3.4158
2019-07-11 09:00 | 43657.375 | 1.2972 | 1.7296 | 2.162 | 2.5945 | 3.0269 | 3.4593 | 3.8917 | 4.3241 | 4.7565 | 5.1889 | 5.6213 | 6.0537
2019-07-11 10:00 | 43657.4167 | 1.5847 | 2.1129 | 2.6411 | 3.1693 | 3.6976 | 4.2258 | 4.754 | 5.2822 | 5.8105 | 6.3387 | 6.8669 | 7.3951
2019-07-11 11:00 | 43657.4583 | 1.8602 | 2.4803 | 3.1004 | 3.7205 | 4.3405 | 4.9606 | 5.5807 | 6.2008 | 6.8209 | 7.4409 | 8.061 | 8.6811
2019-07-11 12:00 | 43657.5 | 2.1537 | 2.8716 | 3.5895 | 4.3075 | 5.0254 | 5.7433 | 6.4612 | 7.1791 | 7.897 | 8.6149 | 9.3328 | 10.0507
2019-07-11 13:00 | 43657.5417 | 2.087 | 2.7827 | 3.4784 | 4.174 | 4.8697 | 5.5654 | 6.2611 | 6.9567 | 7.6524 | 8.3481 | 9.0438 | 9.7394
2019-07-11 14:00 | 43657.5833 | 2.1118 | 2.8157 | 3.5196 | 4.2236 | 4.9275 | 5.6314 | 6.3353 | 7.0393 | 7.7432 | 8.4471 | 9.151 | 9.855
2019-07-11 15:00 | 43657.625 | 1.9269 | 2.5693 | 3.2116 | 3.8539 | 4.4962 | 5.1385 | 5.7808 | 6.4231 | 7.0654 | 7.7078 | 8.3501 | 8.9924
2019-07-11 16:00 | 43657.6667 | 1.5498 | 2.0664 | 2.583 | 3.0996 | 3.6162 | 4.1328 | 4.6494 | 5.166 | 5.6826 | 6.1992 | 6.7158 | 7.2324
2019-07-11 17:00 | 43657.7083 | 1.1781 | 1.5709 | 1.9636 | 2.3563 | 2.749 | 3.1417 | 3.5344 | 3.9271 | 4.3199 | 4.7126 | 5.1053 | 5.498
2019-07-11 18:00 | 43657.75 | 0.62564 | 0.83419 | 1.0427 | 1.2513 | 1.4598 | 1.6684 | 1.8769 | 2.0855 | 2.294 | 2.5026 | 2.7111 | 2.9197
2019-07-11 19:00 | 43657.7917 | 0.20482 | 0.2731 | 0.34137 | 0.40964 | 0.47792 | 0.54619 | 0.61446 | 0.68274 | 0.75101 | 0.81929 | 0.88756 | 0.95583
2019-07-11 20:00 | 43657.8333 | 0.040377 | 0.053835 | 0.067294 | 0.080753 | 0.094212 | 0.10767 | 0.12113 | 0.13459 | 0.14805 | 0.16151 | 0.17496 | 0.18842
2019-07-11 21:00 | 43657.875 | 0 | 0 | 0 | 0 | 0 | 0 | 0 | 0 | 0 | 0 | 0 | 0
2019-07-11 22:00 | 43657.9167 | 0 | 0 | 0 | 0 | 0 | 0 | 0 | 0 | 0 | 0 | 0 | 0
2019-07-11 23:00 | 43657.9583 | 0 | 0 | 0 | 0 | 0 | 0 | 0 | 0 | 0 | 0 | 0 | 0
2019-07-12 | 43658 | 0 | 0 | 0 | 0 | 0 | 0 | 0 | 0 | 0 | 0 | 0 | 0
2019-07-12 01:00 | 43658.0417 | 0 | 0 | 0 | 0 | 0 | 0 | 0 | 0 | 0 | 0 | 0 | 0
2019-07-12 02:00 | 43658.0833 | 0 | 0 | 0 | 0 | 0 | 0 | 0 | 0 | 0 | 0 | 0 | 0
2019-07-12 03:00 | 43658.125 | 0 | 0 | 0 | 0 | 0 | 0 | 0 | 0 | 0 | 0 | 0 | 0
2019-07-12 04:00 | 43658.1667 | 0 | 0 | 0 | 0 | 0 | 0 | 0 | 0 | 0 | 0 | 0 | 0
2019-07-12 05:00 | 43658.2083 | 0 | 0 | 0 | 0 | 0 | 0 | 0 | 0 | 0 | 0 | 0 | 0
2019-07-12 06:00 | 43658.25 | 0.053559 | 0.071412 | 0.089266 | 0.10712 | 0.12497 | 0.14282 | 0.16068 | 0.17853 | 0.19638 | 0.21424 | 0.23209 | 0.24994
2019-07-12 07:00 | 43658.2917 | 0.25036 | 0.33381 | 0.41726 | 0.50072 | 0.58417 | 0.66762 | 0.75107 | 0.83453 | 0.91798 | 1.0014 | 1.0849 | 1.1683
2019-07-12 08:00 | 43658.3333 | 0.73425 | 0.979 | 1.2237 | 1.4685 | 1.7132 | 1.958 | 2.2027 | 2.4475 | 2.6922 | 2.937 | 3.1817 | 3.4265
2019-07-12 09:00 | 43658.375 | 1.1677 | 1.557 | 1.9462 | 2.3355 | 2.7247 | 3.1139 | 3.5032 | 3.8924 | 4.2817 | 4.6709 | 5.0602 | 5.4494
2019-07-12 10:00 | 43658.4167 | 1.4367 | 1.9156 | 2.3945 | 2.8734 | 3.3523 | 3.8313 | 4.3102 | 4.7891 | 5.268 | 5.7469 | 6.2258 | 6.7047
2019-07-12 11:00 | 43658.4583 | 1.8678 | 2.4904 | 3.1131 | 3.7357 | 4.3583 | 4.9809 | 5.6035 | 6.2261 | 6.8487 | 7.4713 | 8.094 | 8.7166
2019-07-12 12:00 | 43658.5 | 1.9274 | 2.5698 | 3.2123 | 3.8547 | 4.4972 | 5.1396 | 5.7821 | 6.4245 | 7.067 | 7.7094 | 8.3519 | 8.9944
2019-07-12 13:00 | 43658.5417 | 1.8212 | 2.4283 | 3.0354 | 3.6425 | 4.2496 | 4.8566 | 5.4637 | 6.0708 | 6.6779 | 7.285 | 7.892 | 8.4991
2019-07-12 14:00 | 43658.5833 | 1.6639 | 2.2185 | 2.7732 | 3.3278 | 3.8825 | 4.4371 | 4.9917 | 5.5464 | 6.101 | 6.6556 | 7.2103 | 7.7649
2019-07-12 15:00 | 43658.625 | 1.6976 | 2.2635 | 2.8294 | 3.3953 | 3.9611 | 4.527 | 5.0929 | 5.6588 | 6.2246 | 6.7905 | 7.3564 | 7.9223
2019-07-12 16:00 | 43658.6667 | 1.4893 | 1.9857 | 2.4821 | 2.9786 | 3.475 | 3.9714 | 4.4678 | 4.9643 | 5.4607 | 5.9571 | 6.4535 | 6.95
2019-07-12 17:00 | 43658.7083 | 1.0148 | 1.3531 | 1.6913 | 2.0296 | 2.3679 | 2.7061 | 3.0444 | 3.3827 | 3.7209 | 4.0592 | 4.3975 | 4.7357
2019-07-12 18:00 | 43658.75 | 0.6267 | 0.8356 | 1.0445 | 1.2534 | 1.4623 | 1.6712 | 1.8801 | 2.089 | 2.2979 | 2.5068 | 2.7157 | 2.9246
2019-07-12 19:00 | 43658.7917 | 0.21769 | 0.29026 | 0.36282 | 0.43539 | 0.50795 | 0.58052 | 0.65308 | 0.72565 | 0.79821 | 0.87078 | 0.94334 | 1.0159
2019-07-12 20:00 | 43658.8333 | 0.032598 | 0.043464 | 0.05433 | 0.065196 | 0.076062 | 0.086929 | 0.097795 | 0.10866 | 0.11953 | 0.13039 | 0.14126 | 0.15212
2019-07-12 21:00 | 43658.875 | 0 | 0 | 0 | 0 | 0 | 0 | 0 | 0 | 0 | 0 | 0 | 0
2019-07-12 22:00 | 43658.9167 | 0 | 0 | 0 | 0 | 0 | 0 | 0 | 0 | 0 | 0 | 0 | 0
2019-07-12 23:00 | 43658.9583 | 0 | 0 | 0 | 0 | 0 | 0 | 0 | 0 | 0 | 0 | 0 | 0
2019-07-13 | 43659 | 0 | 0 | 0 | 0 | 0 | 0 | 0 | 0 | 0 | 0 | 0 | 0
2019-07-13 01:00 | 43659.0417 | 0 | 0 | 0 | 0 | 0 | 0 | 0 | 0 | 0 | 0 | 0 | 0
2019-07-13 02:00 | 43659.0833 | 0 | 0 | 0 | 0 | 0 | 0 | 0 | 0 | 0 | 0 | 0 | 0
2019-07-13 03:00 | 43659.125 | 0 | 0 | 0 | 0 | 0 | 0 | 0 | 0 | 0 | 0 | 0 | 0
2019-07-13 04:00 | 43659.1667 | 0 | 0 | 0 | 0 | 0 | 0 | 0 | 0 | 0 | 0 | 0 | 0
2019-07-13 05:00 | 43659.2083 | 0 | 0 | 0 | 0 | 0 | 0 | 0 | 0 | 0 | 0 | 0 | 0
2019-07-13 06:00 | 43659.25 | 0.058429 | 0.077905 | 0.097381 | 0.11686 | 0.13633 | 0.15581 | 0.17529 | 0.19476 | 0.21424 | 0.23372 | 0.25319 | 0.27267
2019-07-13 07:00 | 43659.2917 | 0.23888 | 0.31851 | 0.39813 | 0.47776 | 0.55738 | 0.63701 | 0.71664 | 0.79626 | 0.87589 | 0.95552 | 1.0351 | 1.1148
2019-07-13 08:00 | 43659.3333 | 0.45431 | 0.60574 | 0.75718 | 0.90861 | 1.06 | 1.2115 | 1.3629 | 1.5144 | 1.6658 | 1.8172 | 1.9687 | 2.1201
2019-07-13 09:00 | 43659.375 | 0.77 | 1.0267 | 1.2833 | 1.54 | 1.7967 | 2.0533 | 2.31 | 2.5667 | 2.8233 | 3.08 | 3.3367 | 3.5933
2019-07-13 10:00 | 43659.4167 | 1.094 | 1.4587 | 1.8234 | 2.1881 | 2.5527 | 2.9174 | 3.2821 | 3.6468 | 4.0114 | 4.3761 | 4.7408 | 5.1055
2019-07-13 11:00 | 43659.4583 | 1.205 | 1.6067 | 2.0084 | 2.41 | 2.8117 | 3.2134 | 3.6151 | 4.0167 | 4.4184 | 4.8201 | 5.2218 | 5.6234
2019-07-13 12:00 | 43659.5 | 1.1447 | 1.5263 | 1.9078 | 2.2894 | 2.6709 | 3.0525 | 3.4341 | 3.8156 | 4.1972 | 4.5788 | 4.9603 | 5.3419
2019-07-13 13:00 | 43659.5417 | 1.3422 | 1.7897 | 2.2371 | 2.6845 | 3.1319 | 3.5793 | 4.0267 | 4.4741 | 4.9215 | 5.369 | 5.8164 | 6.2638
2019-07-13 14:00 | 43659.5833 | 1.1377 | 1.517 | 1.8962 | 2.2755 | 2.6547 | 3.034 | 3.4132 | 3.7925 | 4.1717 | 4.551 | 4.9302 | 5.3095
2019-07-13 15:00 | 43659.625 | 1.0086 | 1.3448 | 1.681 | 2.0172 | 2.3534 | 2.6896 | 3.0258 | 3.3621 | 3.6983 | 4.0345 | 4.3707 | 4.7069
2019-07-13 16:00 | 43659.6667 | 0.73714 | 0.98286 | 1.2286 | 1.4743 | 1.72 | 1.9657 | 2.2114 | 2.4571 | 2.7029 | 2.9486 | 3.1943 | 3.44
2019-07-13 17:00 | 43659.7083 | 0.57126 | 0.76168 | 0.9521 | 1.1425 | 1.3329 | 1.5234 | 1.7138 | 1.9042 | 2.0946 | 2.285 | 2.4754 | 2.6659
2019-07-13 18:00 | 43659.75 | 0.41137 | 0.5485 | 0.68562 | 0.82275 | 0.95987 | 1.097 | 1.2341 | 1.3712 | 1.5084 | 1.6455 | 1.7826 | 1.9197
2019-07-13 19:00 | 43659.7917 | 0.19733 | 0.2631 | 0.32888 | 0.39465 | 0.46043 | 0.5262 | 0.59198 | 0.65775 | 0.72353 | 0.7893 | 0.85508 | 0.92085
2019-07-13 20:00 | 43659.8333 | 0.00592 | 0.0078934 | 0.0098667 | 0.01184 | 0.013813 | 0.015787 | 0.01776 | 0.019733 | 0.021707 | 0.02368 | 0.025654 | 0.027627
2019-07-13 21:00 | 43659.875 | 0 | 0 | 0 | 0 | 0 | 0 | 0 | 0 | 0 | 0 | 0 | 0
2019-07-13 22:00 | 43659.9167 | 0 | 0 | 0 | 0 | 0 | 0 | 0 | 0 | 0 | 0 | 0 | 0
2019-07-13 23:00 | 43659.9583 | 0 | 0 | 0 | 0 | 0 | 0 | 0 | 0 | 0 | 0 | 0 | 0
2019-07-14 | 43660 | 0 | 0 | 0 | 0 | 0 | 0 | 0 | 0 | 0 | 0 | 0 | 0
2019-07-14 01:00 | 43660.0417 | 0 | 0 | 0 | 0 | 0 | 0 | 0 | 0 | 0 | 0 | 0 | 0
2019-07-14 02:00 | 43660.0833 | 0 | 0 | 0 | 0 | 0 | 0 | 0 | 0 | 0 | 0 | 0 | 0
2019-07-14 03:00 | 43660.125 | 0 | 0 | 0 | 0 | 0 | 0 | 0 | 0 | 0 | 0 | 0 | 0
2019-07-14 04:00 | 43660.1667 | 0 | 0 | 0 | 0 | 0 | 0 | 0 | 0 | 0 | 0 | 0 | 0
2019-07-14 05:00 | 43660.2083 | 0 | 0 | 0 | 0 | 0 | 0 | 0 | 0 | 0 | 0 | 0 | 0
2019-07-14 06:00 | 43660.25 | 0.062835 | 0.08378 | 0.10472 | 0.12567 | 0.14661 | 0.16756 | 0.1885 | 0.20945 | 0.23039 | 0.25134 | 0.27228 | 0.29323
2019-07-14 07:00 | 43660.2917 | 0.20172 | 0.26896 | 0.33621 | 0.40345 | 0.47069 | 0.53793 | 0.60517 | 0.67241 | 0.73965 | 0.80689 | 0.87414 | 0.94138
2019-07-14 08:00 | 43660.3333 | 0.73163 | 0.9755 | 1.2194 | 1.4633 | 1.7071 | 1.951 | 2.1949 | 2.4388 | 2.6826 | 2.9265 | 3.1704 | 3.4143
2019-07-14 09:00 | 43660.375 | 1.3328 | 1.777 | 2.2213 | 2.6655 | 3.1098 | 3.5541 | 3.9983 | 4.4426 | 4.8868 | 5.3311 | 5.7753 | 6.2196
2019-07-14 10:00 | 43660.4167 | 1.8632 | 2.4842 | 3.1053 | 3.7263 | 4.3474 | 4.9684 | 5.5895 | 6.2105 | 6.8316 | 7.4526 | 8.0737 | 8.6947
2019-07-14 11:00 | 43660.4583 | 2.2907 | 3.0543 | 3.8179 | 4.5814 | 5.345 | 6.1086 | 6.8722 | 7.6357 | 8.3993 | 9.1629 | 9.9265 | 10.69
2019-07-14 12:00 | 43660.5 | 2.5277 | 3.3703 | 4.2129 | 5.0555 | 5.898 | 6.7406 | 7.5832 | 8.4258 | 9.2683 | 10.1109 | 10.9535 | 11.7961
2019-07-14 13:00 | 43660.5417 | 2.5892 | 3.4523 | 4.3154 | 5.1785 | 6.0415 | 6.9046 | 7.7677 | 8.6308 | 9.4938 | 10.3569 | 11.22 | 12.0831
2019-07-14 14:00 | 43660.5833 | 2.4497 | 3.2663 | 4.0829 | 4.8995 | 5.7161 | 6.5326 | 7.3492 | 8.1658 | 8.9824 | 9.7989 | 10.6155 | 11.4321
2019-07-14 15:00 | 43660.625 | 2.2044 | 2.9392 | 3.674 | 4.4088 | 5.1436 | 5.8784 | 6.6132 | 7.348 | 8.0829 | 8.8177 | 9.5525 | 10.2873
2019-07-14 16:00 | 43660.6667 | 1.7882 | 2.3842 | 2.9803 | 3.5764 | 4.1724 | 4.7685 | 5.3645 | 5.9606 | 6.5567 | 7.1527 | 7.7488 | 8.3448
2019-07-14 17:00 | 43660.7083 | 1.2545 | 1.6727 | 2.0909 | 2.509 | 2.9272 | 3.3454 | 3.7636 | 4.1817 | 4.5999 | 5.0181 | 5.4362 | 5.8544
2019-07-14 18:00 | 43660.75 | 0.67272 | 0.89695 | 1.1212 | 1.3454 | 1.5697 | 1.7939 | 2.0181 | 2.2424 | 2.4666 | 2.6909 | 2.9151 | 3.1393
2019-07-14 19:00 | 43660.7917 | 0.21124 | 0.28165 | 0.35206 | 0.42248 | 0.49289 | 0.5633 | 0.63372 | 0.70413 | 0.77454 | 0.84496 | 0.91537 | 0.98578
2019-07-14 20:00 | 43660.8333 | 0.049314 | 0.065752 | 0.08219 | 0.098628 | 0.11507 | 0.1315 | 0.14794 | 0.16438 | 0.18082 | 0.19726 | 0.21369 | 0.23013
2019-07-14 21:00 | 43660.875 | 0 | 0 | 0 | 0 | 0 | 0 | 0 | 0 | 0 | 0 | 0 | 0
2019-07-14 22:00 | 43660.9167 | 0 | 0 | 0 | 0 | 0 | 0 | 0 | 0 | 0 | 0 | 0 | 0
2019-07-14 23:00 | 43660.9583 | 0 | 0 | 0 | 0 | 0 | 0 | 0 | 0 | 0 | 0 | 0 | 0
2019-07-15 | 43661 | 0 | 0 | 0 | 0 | 0 | 0 | 0 | 0 | 0 | 0 | 0 | 0
2019-07-15 01:00 | 43661.0417 | 0 | 0 | 0 | 0 | 0 | 0 | 0 | 0 | 0 | 0 | 0 | 0
2019-07-15 02:00 | 43661.0833 | 0 | 0 | 0 | 0 | 0 | 0 | 0 | 0 | 0 | 0 | 0 | 0
2019-07-15 03:00 | 43661.125 | 0 | 0 | 0 | 0 | 0 | 0 | 0 | 0 | 0 | 0 | 0 | 0
2019-07-15 04:00 | 43661.1667 | 0 | 0 | 0 | 0 | 0 | 0 | 0 | 0 | 0 | 0 | 0 | 0
2019-07-15 05:00 | 43661.2083 | 0 | 0 | 0 | 0 | 0 | 0 | 0 | 0 | 0 | 0 | 0 | 0
2019-07-15 06:00 | 43661.25 | 0.065071 | 0.086762 | 0.10845 | 0.13014 | 0.15183 | 0.17352 | 0.19521 | 0.2169 | 0.23859 | 0.26029 | 0.28198 | 0.30367
2019-07-15 07:00 | 43661.2917 | 0.26148 | 0.34864 | 0.4358 | 0.52296 | 0.61012 | 0.69728 | 0.78445 | 0.87161 | 0.95877 | 1.0459 | 1.1331 | 1.2202
2019-07-15 08:00 | 43661.3333 | 0.574 | 0.76533 | 0.95667 | 1.148 | 1.3393 | 1.5307 | 1.722 | 1.9133 | 2.1047 | 2.296 | 2.4873 | 2.6787
2019-07-15 09:00 | 43661.375 | 0.81483 | 1.0864 | 1.3581 | 1.6297 | 1.9013 | 2.1729 | 2.4445 | 2.7161 | 2.9877 | 3.2593 | 3.5309 | 3.8025
2019-07-15 10:00 | 43661.4167 | 1.0736 | 1.4315 | 1.7894 | 2.1473 | 2.5051 | 2.863 | 3.2209 | 3.5788 | 3.9367 | 4.2945 | 4.6524 | 5.0103
2019-07-15 11:00 | 43661.4583 | 1.4023 | 1.8697 | 2.3371 | 2.8045 | 3.2719 | 3.7394 | 4.2068 | 4.6742 | 5.1416 | 5.609 | 6.0765 | 6.5439
2019-07-15 12:00 | 43661.5 | 1.464 | 1.952 | 2.44 | 2.928 | 3.416 | 3.904 | 4.392 | 4.88 | 5.368 | 5.856 | 6.344 | 6.832
2019-07-15 13:00 | 43661.5417 | 1.5 | 2 | 2.5 | 2.9999 | 3.4999 | 3.9999 | 4.4999 | 4.9999 | 5.4999 | 5.9999 | 6.4999 | 6.9999
2019-07-15 14:00 | 43661.5833 | 1.28 | 1.7066 | 2.1333 | 2.5599 | 2.9866 | 3.4132 | 3.8399 | 4.2665 | 4.6932 | 5.1198 | 5.5465 | 5.9732
2019-07-15 15:00 | 43661.625 | 1.2067 | 1.6089 | 2.0111 | 2.4133 | 2.8156 | 3.2178 | 3.62 | 4.0222 | 4.4244 | 4.8267 | 5.2289 | 5.6311
2019-07-15 16:00 | 43661.6667 | 0.88605 | 1.1814 | 1.4767 | 1.7721 | 2.0674 | 2.3628 | 2.6581 | 2.9535 | 3.2488 | 3.5442 | 3.8395 | 4.1349
2019-07-15 17:00 | 43661.7083 | 0.65046 | 0.86728 | 1.0841 | 1.3009 | 1.5177 | 1.7346 | 1.9514 | 2.1682 | 2.385 | 2.6018 | 2.8187 | 3.0355
2019-07-15 18:00 | 43661.75 | 0.416 | 0.55467 | 0.69334 | 0.83201 | 0.97068 | 1.1093 | 1.248 | 1.3867 | 1.5253 | 1.664 | 1.8027 | 1.9414
2019-07-15 19:00 | 43661.7917 | 0.19509 | 0.26012 | 0.32516 | 0.39019 | 0.45522 | 0.52025 | 0.58528 | 0.65031 | 0.71534 | 0.78037 | 0.8454 | 0.91043
2019-07-15 20:00 | 43661.8333 | 0.0063629 | 0.0084839 | 0.010605 | 0.012726 | 0.014847 | 0.016968 | 0.019089 | 0.02121 | 0.023331 | 0.025452 | 0.027573 | 0.029694
2019-07-15 21:00 | 43661.875 | 0 | 0 | 0 | 0 | 0 | 0 | 0 | 0 | 0 | 0 | 0 | 0
2019-07-15 22:00 | 43661.9167 | 0 | 0 | 0 | 0 | 0 | 0 | 0 | 0 | 0 | 0 | 0 | 0
2019-07-15 23:00 | 43661.9583 | 0 | 0 | 0 | 0 | 0 | 0 | 0 | 0 | 0 | 0 | 0 | 0
2019-07-16 | 43662 | 0 | 0 | 0 | 0 | 0 | 0 | 0 | 0 | 0 | 0 | 0 | 0
2019-07-16 01:00 | 43662.0417 | 0 | 0 | 0 | 0 | 0 | 0 | 0 | 0 | 0 | 0 | 0 | 0
2019-07-16 02:00 | 43662.0833 | 0 | 0 | 0 | 0 | 0 | 0 | 0 | 0 | 0 | 0 | 0 | 0
2019-07-16 03:00 | 43662.125 | 0 | 0 | 0 | 0 | 0 | 0 | 0 | 0 | 0 | 0 | 0 | 0
2019-07-16 04:00 | 43662.1667 | 0 | 0 | 0 | 0 | 0 | 0 | 0 | 0 | 0 | 0 | 0 | 0
2019-07-16 05:00 | 43662.2083 | 0 | 0 | 0 | 0 | 0 | 0 | 0 | 0 | 0 | 0 | 0 | 0
2019-07-16 06:00 | 43662.25 | 0.02066 | 0.027547 | 0.034434 | 0.041321 | 0.048208 | 0.055094 | 0.061981 | 0.068868 | 0.075755 | 0.082642 | 0.089528 | 0.096415
2019-07-16 07:00 | 43662.2917 | 0.18955 | 0.25273 | 0.31591 | 0.3791 | 0.44228 | 0.50546 | 0.56865 | 0.63183 | 0.69501 | 0.75819 | 0.82138 | 0.88456
2019-07-16 08:00 | 43662.3333 | 0.37284 | 0.49712 | 0.6214 | 0.74567 | 0.86995 | 0.99423 | 1.1185 | 1.2428 | 1.3671 | 1.4913 | 1.6156 | 1.7399
2019-07-16 09:00 | 43662.375 | 0.55366 | 0.73822 | 0.92277 | 1.1073 | 1.2919 | 1.4764 | 1.661 | 1.8455 | 2.0301 | 2.2147 | 2.3992 | 2.5838
2019-07-16 10:00 | 43662.4167 | 0.72326 | 0.96434 | 1.2054 | 1.4465 | 1.6876 | 1.9287 | 2.1698 | 2.4109 | 2.6519 | 2.893 | 3.1341 | 3.3752
2019-07-16 11:00 | 43662.4583 | 0.80947 | 1.0793 | 1.3491 | 1.6189 | 1.8888 | 2.1586 | 2.4284 | 2.6982 | 2.968 | 3.2379 | 3.5077 | 3.7775
2019-07-16 12:00 | 43662.5 | 0.86674 | 1.1557 | 1.4446 | 1.7335 | 2.0224 | 2.3113 | 2.6002 | 2.8891 | 3.1781 | 3.467 | 3.7559 | 4.0448
2019-07-16 13:00 | 43662.5417 | 0.9376 | 1.2501 | 1.5627 | 1.8752 | 2.1877 | 2.5003 | 2.8128 | 3.1253 | 3.4378 | 3.7504 | 4.0629 | 4.3754
2019-07-16 14:00 | 43662.5833 | 0.88888 | 1.1852 | 1.4815 | 1.7778 | 2.074 | 2.3703 | 2.6666 | 2.9629 | 3.2592 | 3.5555 | 3.8518 | 4.1481
2019-07-16 15:00 | 43662.625 | 0.77546 | 1.034 | 1.2924 | 1.5509 | 1.8094 | 2.0679 | 2.3264 | 2.5849 | 2.8434 | 3.1019 | 3.3603 | 3.6188
2019-07-16 16:00 | 43662.6667 | 0.51406 | 0.68542 | 0.85677 | 1.0281 | 1.1995 | 1.3708 | 1.5422 | 1.7135 | 1.8849 | 2.0563 | 2.2276 | 2.399
2019-07-16 17:00 | 43662.7083 | 0.4039 | 0.53853 | 0.67316 | 0.80779 | 0.94243 | 1.0771 | 1.2117 | 1.3463 | 1.481 | 1.6156 | 1.7502 | 1.8849
2019-07-16 18:00 | 43662.75 | 0.28643 | 0.38191 | 0.47739 | 0.57287 | 0.66835 | 0.76382 | 0.8593 | 0.95478 | 1.0503 | 1.1457 | 1.2412 | 1.3367
2019-07-16 19:00 | 43662.7917 | 0.12776 | 0.17035 | 0.21293 | 0.25552 | 0.29811 | 0.3407 | 0.38328 | 0.42587 | 0.46846 | 0.51104 | 0.55363 | 0.59622
2019-07-16 20:00 | 43662.8333 | 0.006295 | 0.0083934 | 0.010492 | 0.01259 | 0.014688 | 0.016787 | 0.018885 | 0.020983 | 0.023082 | 0.02518 | 0.027278 | 0.029377
2019-07-16 21:00 | 43662.875 | 0 | 0 | 0 | 0 | 0 | 0 | 0 | 0 | 0 | 0 | 0 | 0
2019-07-16 22:00 | 43662.9167 | 0 | 0 | 0 | 0 | 0 | 0 | 0 | 0 | 0 | 0 | 0 | 0
2019-07-16 23:00 | 43662.9583 | 0 | 0 | 0 | 0 | 0 | 0 | 0 | 0 | 0 | 0 | 0 | 0
2019-07-17 | 43663 | 0 | 0 | 0 | 0 | 0 | 0 | 0 | 0 | 0 | 0 | 0 | 0
2019-07-17 01:00 | 43663.0417 | 0 | 0 | 0 | 0 | 0 | 0 | 0 | 0 | 0 | 0 | 0 | 0
2019-07-17 02:00 | 43663.0833 | 0 | 0 | 0 | 0 | 0 | 0 | 0 | 0 | 0 | 0 | 0 | 0
2019-07-17 03:00 | 43663.125 | 0 | 0 | 0 | 0 | 0 | 0 | 0 | 0 | 0 | 0 | 0 | 0
2019-07-17 04:00 | 43663.1667 | 0 | 0 | 0 | 0 | 0 | 0 | 0 | 0 | 0 | 0 | 0 | 0
2019-07-17 05:00 | 43663.2083 | 0 | 0 | 0 | 0 | 0 | 0 | 0 | 0 | 0 | 0 | 0 | 0
2019-07-17 06:00 | 43663.25 | 0.048285 | 0.06438 | 0.080475 | 0.096569 | 0.11266 | 0.12876 | 0.14485 | 0.16095 | 0.17704 | 0.19314 | 0.20923 | 0.22533
2019-07-17 07:00 | 43663.2917 | 0.22941 | 0.30588 | 0.38234 | 0.45881 | 0.53528 | 0.61175 | 0.68822 | 0.76469 | 0.84116 | 0.91763 | 0.99409 | 1.0706
2019-07-17 08:00 | 43663.3333 | 0.72879 | 0.97172 | 1.2147 | 1.4576 | 1.7005 | 1.9434 | 2.1864 | 2.4293 | 2.6722 | 2.9152 | 3.1581 | 3.401
2019-07-17 09:00 | 43663.375 | 1.3472 | 1.7963 | 2.2454 | 2.6944 | 3.1435 | 3.5926 | 4.0417 | 4.4907 | 4.9398 | 5.3889 | 5.838 | 6.287
2019-07-17 10:00 | 43663.4167 | 1.8711 | 2.4948 | 3.1184 | 3.7421 | 4.3658 | 4.9895 | 5.6132 | 6.2369 | 6.8606 | 7.4843 | 8.1079 | 8.7316
2019-07-17 11:00 | 43663.4583 | 2.264 | 3.0187 | 3.7733 | 4.528 | 5.2827 | 6.0373 | 6.792 | 7.5467 | 8.3013 | 9.056 | 9.8107 | 10.5654
2019-07-17 12:00 | 43663.5 | 2.5365 | 3.3819 | 4.2274 | 5.0729 | 5.9184 | 6.7639 | 7.6094 | 8.4549 | 9.3003 | 10.1458 | 10.9913 | 11.8368
2019-07-17 13:00 | 43663.5417 | 2.5683 | 3.4243 | 4.2804 | 5.1365 | 5.9926 | 6.8487 | 7.7048 | 8.5609 | 9.4169 | 10.273 | 11.1291 | 11.9852
2019-07-17 14:00 | 43663.5833 | 2.4431 | 3.2574 | 4.0718 | 4.8861 | 5.7005 | 6.5148 | 7.3292 | 8.1435 | 8.9579 | 9.7722 | 10.5866 | 11.4009
2019-07-17 15:00 | 43663.625 | 2.1828 | 2.9104 | 3.6381 | 4.3657 | 5.0933 | 5.8209 | 6.5485 | 7.2761 | 8.0037 | 8.7313 | 9.459 | 10.1866
2019-07-17 16:00 | 43663.6667 | 1.7056 | 2.2741 | 2.8426 | 3.4111 | 3.9797 | 4.5482 | 5.1167 | 5.6852 | 6.2537 | 6.8223 | 7.3908 | 7.9593
2019-07-17 17:00 | 43663.7083 | 1.1798 | 1.5731 | 1.9664 | 2.3596 | 2.7529 | 3.1462 | 3.5395 | 3.9327 | 4.326 | 4.7193 | 5.1126 | 5.5058
2019-07-17 18:00 | 43663.75 | 0.64082 | 0.85443 | 1.068 | 1.2816 | 1.4952 | 1.7089 | 1.9225 | 2.1361 | 2.3497 | 2.5633 | 2.7769 | 2.9905
2019-07-17 19:00 | 43663.7917 | 0.19375 | 0.25834 | 0.32292 | 0.38751 | 0.45209 | 0.51667 | 0.58126 | 0.64584 | 0.71043 | 0.77501 | 0.8396 | 0.90418
2019-07-17 20:00 | 43663.8333 | 0.03733 | 0.049773 | 0.062217 | 0.07466 | 0.087103 | 0.099547 | 0.11199 | 0.12443 | 0.13688 | 0.14932 | 0.16176 | 0.17421
2019-07-17 21:00 | 43663.875 | 0 | 0 | 0 | 0 | 0 | 0 | 0 | 0 | 0 | 0 | 0 | 0
2019-07-17 22:00 | 43663.9167 | 0 | 0 | 0 | 0 | 0 | 0 | 0 | 0 | 0 | 0 | 0 | 0
2019-07-17 23:00 | 43663.9583 | 0 | 0 | 0 | 0 | 0 | 0 | 0 | 0 | 0 | 0 | 0 | 0
2019-07-18 | 43664 | 0 | 0 | 0 | 0 | 0 | 0 | 0 | 0 | 0 | 0 | 0 | 0
2019-07-18 01:00 | 43664.0417 | 0 | 0 | 0 | 0 | 0 | 0 | 0 | 0 | 0 | 0 | 0 | 0
2019-07-18 02:00 | 43664.0833 | 0 | 0 | 0 | 0 | 0 | 0 | 0 | 0 | 0 | 0 | 0 | 0
2019-07-18 03:00 | 43664.125 | 0 | 0 | 0 | 0 | 0 | 0 | 0 | 0 | 0 | 0 | 0 | 0
2019-07-18 04:00 | 43664.1667 | 0 | 0 | 0 | 0 | 0 | 0 | 0 | 0 | 0 | 0 | 0 | 0
2019-07-18 05:00 | 43664.2083 | 0 | 0 | 0 | 0 | 0 | 0 | 0 | 0 | 0 | 0 | 0 | 0
2019-07-18 06:00 | 43664.25 | 0.015562 | 0.02075 | 0.025937 | 0.031124 | 0.036312 | 0.041499 | 0.046687 | 0.051874 | 0.057061 | 0.062249 | 0.067436 | 0.072624
2019-07-18 07:00 | 43664.2917 | 0.12872 | 0.17163 | 0.21453 | 0.25744 | 0.30035 | 0.34326 | 0.38616 | 0.42907 | 0.47198 | 0.51488 | 0.55779 | 0.6007
2019-07-18 08:00 | 43664.3333 | 0.28121 | 0.37494 | 0.46868 | 0.56241 | 0.65615 | 0.74988 | 0.84362 | 0.93735 | 1.0311 | 1.1248 | 1.2186 | 1.3123
2019-07-18 09:00 | 43664.375 | 0.4391 | 0.58546 | 0.73183 | 0.8782 | 1.0246 | 1.1709 | 1.3173 | 1.4637 | 1.61 | 1.7564 | 1.9028 | 2.0491
2019-07-18 10:00 | 43664.4167 | 0.57717 | 0.76955 | 0.96194 | 1.1543 | 1.3467 | 1.5391 | 1.7315 | 1.9239 | 2.1163 | 2.3087 | 2.501 | 2.6934
2019-07-18 11:00 | 43664.4583 | 0.73591 | 0.98121 | 1.2265 | 1.4718 | 1.7171 | 1.9624 | 2.2077 | 2.453 | 2.6983 | 2.9436 | 3.1889 | 3.4342
2019-07-18 12:00 | 43664.5 | 0.81504 | 1.0867 | 1.3584 | 1.6301 | 1.9018 | 2.1734 | 2.4451 | 2.7168 | 2.9885 | 3.2602 | 3.5318 | 3.8035
2019-07-18 13:00 | 43664.5417 | 0.83871 | 1.1183 | 1.3979 | 1.6774 | 1.957 | 2.2366 | 2.5161 | 2.7957 | 3.0753 | 3.3549 | 3.6344 | 3.914
2019-07-18 14:00 | 43664.5833 | 0.79681 | 1.0624 | 1.328 | 1.5936 | 1.8592 | 2.1248 | 2.3904 | 2.656 | 2.9216 | 3.1872 | 3.4529 | 3.7185
2019-07-18 15:00 | 43664.625 | 0.70513 | 0.94017 | 1.1752 | 1.4103 | 1.6453 | 1.8803 | 2.1154 | 2.3504 | 2.5855 | 2.8205 | 3.0556 | 3.2906
2019-07-18 16:00 | 43664.6667 | 0.61697 | 0.82262 | 1.0283 | 1.2339 | 1.4396 | 1.6452 | 1.8509 | 2.0566 | 2.2622 | 2.4679 | 2.6735 | 2.8792
2019-07-18 17:00 | 43664.7083 | 0.48999 | 0.65331 | 0.81664 | 0.97997 | 1.1433 | 1.3066 | 1.47 | 1.6333 | 1.7966 | 1.9599 | 2.1233 | 2.2866
2019-07-18 18:00 | 43664.75 | 0.34092 | 0.45456 | 0.5682 | 0.68184 | 0.79548 | 0.90913 | 1.0228 | 1.1364 | 1.25 | 1.3637 | 1.4773 | 1.591
2019-07-18 19:00 | 43664.7917 | 0.1662 | 0.2216 | 0.277 | 0.3324 | 0.3878 | 0.4432 | 0.4986 | 0.554 | 0.6094 | 0.6648 | 0.7202 | 0.7756
2019-07-18 20:00 | 43664.8333 | 0.0057733 | 0.0076978 | 0.0096222 | 0.011547 | 0.013471 | 0.015396 | 0.01732 | 0.019244 | 0.021169 | 0.023093 | 0.025018 | 0.026942
2019-07-18 21:00 | 43664.875 | 0 | 0 | 0 | 0 | 0 | 0 | 0 | 0 | 0 | 0 | 0 | 0
2019-07-18 22:00 | 43664.9167 | 0 | 0 | 0 | 0 | 0 | 0 | 0 | 0 | 0 | 0 | 0 | 0
2019-07-18 23:00 | 43664.9583 | 0 | 0 | 0 | 0 | 0 | 0 | 0 | 0 | 0 | 0 | 0 | 0
2019-07-19 | 43665 | 0 | 0 | 0 | 0 | 0 | 0 | 0 | 0 | 0 | 0 | 0 | 0
2019-07-19 01:00 | 43665.0417 | 0 | 0 | 0 | 0 | 0 | 0 | 0 | 0 | 0 | 0 | 0 | 0
2019-07-19 02:00 | 43665.0833 | 0 | 0 | 0 | 0 | 0 | 0 | 0 | 0 | 0 | 0 | 0 | 0
2019-07-19 03:00 | 43665.125 | 0 | 0 | 0 | 0 | 0 | 0 | 0 | 0 | 0 | 0 | 0 | 0
2019-07-19 04:00 | 43665.1667 | 0 | 0 | 0 | 0 | 0 | 0 | 0 | 0 | 0 | 0 | 0 | 0
2019-07-19 05:00 | 43665.2083 | 0 | 0 | 0 | 0 | 0 | 0 | 0 | 0 | 0 | 0 | 0 | 0
2019-07-19 06:00 | 43665.25 | 0.0062765 | 0.0083687 | 0.010461 | 0.012553 | 0.014645 | 0.016737 | 0.01883 | 0.020922 | 0.023014 | 0.025106 | 0.027198 | 0.02929
2019-07-19 07:00 | 43665.2917 | 0.18078 | 0.24104 | 0.3013 | 0.36156 | 0.42182 | 0.48208 | 0.54234 | 0.6026 | 0.66287 | 0.72313 | 0.78339 | 0.84365
2019-07-19 08:00 | 43665.3333 | 0.42201 | 0.56268 | 0.70335 | 0.84402 | 0.98469 | 1.1254 | 1.266 | 1.4067 | 1.5474 | 1.688 | 1.8287 | 1.9694
2019-07-19 09:00 | 43665.375 | 0.6774 | 0.9032 | 1.129 | 1.3548 | 1.5806 | 1.8064 | 2.0322 | 2.258 | 2.4838 | 2.7096 | 2.9354 | 3.1612
2019-07-19 10:00 | 43665.4167 | 0.94171 | 1.2556 | 1.5695 | 1.8834 | 2.1973 | 2.5112 | 2.8251 | 3.139 | 3.4529 | 3.7668 | 4.0807 | 4.3946
2019-07-19 11:00 | 43665.4583 | 1.1827 | 1.5769 | 1.9711 | 2.3653 | 2.7595 | 3.1538 | 3.548 | 3.9422 | 4.3364 | 4.7306 | 5.1248 | 5.5191
2019-07-19 12:00 | 43665.5 | 1.3566 | 1.8088 | 2.261 | 2.7132 | 3.1654 | 3.6176 | 4.0698 | 4.522 | 4.9742 | 5.4264 | 5.8786 | 6.3308
2019-07-19 13:00 | 43665.5417 | 1.47 | 1.9601 | 2.4501 | 2.9401 | 3.4301 | 3.9201 | 4.4101 | 4.9002 | 5.3902 | 5.8802 | 6.3702 | 6.8602
2019-07-19 14:00 | 43665.5833 | 1.3693 | 1.8257 | 2.2822 | 2.7386 | 3.195 | 3.6515 | 4.1079 | 4.5643 | 5.0207 | 5.4772 | 5.9336 | 6.39
2019-07-19 15:00 | 43665.625 | 1.1772 | 1.5697 | 1.9621 | 2.3545 | 2.7469 | 3.1393 | 3.5317 | 3.9242 | 4.3166 | 4.709 | 5.1014 | 5.4938
2019-07-19 16:00 | 43665.6667 | 0.9293 | 1.2391 | 1.5488 | 1.8586 | 2.1684 | 2.4781 | 2.7879 | 3.0977 | 3.4074 | 3.7172 | 4.0269 | 4.3367
2019-07-19 17:00 | 43665.7083 | 0.71293 | 0.95057 | 1.1882 | 1.4259 | 1.6635 | 1.9011 | 2.1388 | 2.3764 | 2.6141 | 2.8517 | 3.0894 | 3.327
2019-07-19 18:00 | 43665.75 | 0.46739 | 0.62318 | 0.77898 | 0.93477 | 1.0906 | 1.2464 | 1.4022 | 1.558 | 1.7137 | 1.8695 | 2.0253 | 2.1811
2019-07-19 19:00 | 43665.7917 | 0.19553 | 0.26071 | 0.32589 | 0.39106 | 0.45624 | 0.52142 | 0.58659 | 0.65177 | 0.71695 | 0.78212 | 0.8473 | 0.91248
2019-07-19 20:00 | 43665.8333 | 0.02036 | 0.027146 | 0.033933 | 0.040719 | 0.047506 | 0.054293 | 0.061079 | 0.067866 | 0.074652 | 0.081439 | 0.088226 | 0.095012
2019-07-19 21:00 | 43665.875 | 0 | 0 | 0 | 0 | 0 | 0 | 0 | 0 | 0 | 0 | 0 | 0
2019-07-19 22:00 | 43665.9167 | 0 | 0 | 0 | 0 | 0 | 0 | 0 | 0 | 0 | 0 | 0 | 0
2019-07-19 23:00 | 43665.9583 | 0 | 0 | 0 | 0 | 0 | 0 | 0 | 0 | 0 | 0 | 0 | 0
2019-07-20 | 43666 | 0 | 0 | 0 | 0 | 0 | 0 | 0 | 0 | 0 | 0 | 0 | 0
2019-07-20 01:00 | 43666.0417 | 0 | 0 | 0 | 0 | 0 | 0 | 0 | 0 | 0 | 0 | 0 | 0
2019-07-20 02:00 | 43666.0833 | 0 | 0 | 0 | 0 | 0 | 0 | 0 | 0 | 0 | 0 | 0 | 0
2019-07-20 03:00 | 43666.125 | 0 | 0 | 0 | 0 | 0 | 0 | 0 | 0 | 0 | 0 | 0 | 0
2019-07-20 04:00 | 43666.1667 | 0 | 0 | 0 | 0 | 0 | 0 | 0 | 0 | 0 | 0 | 0 | 0
2019-07-20 05:00 | 43666.2083 | 0 | 0 | 0 | 0 | 0 | 0 | 0 | 0 | 0 | 0 | 0 | 0
2019-07-20 06:00 | 43666.25 | 0.016265 | 0.021687 | 0.027109 | 0.03253 | 0.037952 | 0.043374 | 0.048796 | 0.054217 | 0.059639 | 0.065061 | 0.070482 | 0.075904
2019-07-20 07:00 | 43666.2917 | 0.18785 | 0.25046 | 0.31308 | 0.37569 | 0.43831 | 0.50092 | 0.56354 | 0.62616 | 0.68877 | 0.75139 | 0.814 | 0.87662
2019-07-20 08:00 | 43666.3333 | 0.43745 | 0.58326 | 0.72908 | 0.87489 | 1.0207 | 1.1665 | 1.3123 | 1.4582 | 1.604 | 1.7498 | 1.8956 | 2.0414
2019-07-20 09:00 | 43666.375 | 0.50713 | 0.67617 | 0.84522 | 1.0143 | 1.1833 | 1.3523 | 1.5214 | 1.6904 | 1.8595 | 2.0285 | 2.1976 | 2.3666
2019-07-20 10:00 | 43666.4167 | 0.66047 | 0.88062 | 1.1008 | 1.3209 | 1.5411 | 1.7612 | 1.9814 | 2.2016 | 2.4217 | 2.6419 | 2.862 | 3.0822
2019-07-20 11:00 | 43666.4583 | 0.82378 | 1.0984 | 1.373 | 1.6476 | 1.9221 | 2.1967 | 2.4713 | 2.7459 | 3.0205 | 3.2951 | 3.5697 | 3.8443
2019-07-20 12:00 | 43666.5 | 0.97942 | 1.3059 | 1.6324 | 1.9588 | 2.2853 | 2.6118 | 2.9383 | 3.2647 | 3.5912 | 3.9177 | 4.2442 | 4.5706
2019-07-20 13:00 | 43666.5417 | 1.0912 | 1.4549 | 1.8186 | 2.1823 | 2.546 | 2.9098 | 3.2735 | 3.6372 | 4.0009 | 4.3647 | 4.7284 | 5.0921
2019-07-20 14:00 | 43666.5833 | 1.2029 | 1.6038 | 2.0048 | 2.4058 | 2.8067 | 3.2077 | 3.6086 | 4.0096 | 4.4106 | 4.8115 | 5.2125 | 5.6134
2019-07-20 15:00 | 43666.625 | 0.89364 | 1.1915 | 1.4894 | 1.7873 | 2.0852 | 2.383 | 2.6809 | 2.9788 | 3.2767 | 3.5746 | 3.8724 | 4.1703
2019-07-20 16:00 | 43666.6667 | 0.80417 | 1.0722 | 1.3403 | 1.6083 | 1.8764 | 2.1445 | 2.4125 | 2.6806 | 2.9486 | 3.2167 | 3.4848 | 3.7528
2019-07-20 17:00 | 43666.7083 | 0.53331 | 0.71108 | 0.88885 | 1.0666 | 1.2444 | 1.4222 | 1.5999 | 1.7777 | 1.9555 | 2.1332 | 2.311 | 2.4888
2019-07-20 18:00 | 43666.75 | 0.38974 | 0.51966 | 0.64957 | 0.77948 | 0.9094 | 1.0393 | 1.1692 | 1.2991 | 1.4291 | 1.559 | 1.6889 | 1.8188
2019-07-20 19:00 | 43666.7917 | 0.18917 | 0.25223 | 0.31529 | 0.37835 | 0.44141 | 0.50447 | 0.56752 | 0.63058 | 0.69364 | 0.7567 | 0.81976 | 0.88282
2019-07-20 20:00 | 43666.8333 | 0.0045016 | 0.0060022 | 0.0075027 | 0.0090033 | 0.010504 | 0.012004 | 0.013505 | 0.015005 | 0.016506 | 0.018007 | 0.019507 | 0.021008
2019-07-20 21:00 | 43666.875 | 0 | 0 | 0 | 0 | 0 | 0 | 0 | 0 | 0 | 0 | 0 | 0
2019-07-20 22:00 | 43666.9167 | 0 | 0 | 0 | 0 | 0 | 0 | 0 | 0 | 0 | 0 | 0 | 0
2019-07-20 23:00 | 43666.9583 | 0 | 0 | 0 | 0 | 0 | 0 | 0 | 0 | 0 | 0 | 0 | 0
2019-07-21 | 43667 | 0 | 0 | 0 | 0 | 0 | 0 | 0 | 0 | 0 | 0 | 0 | 0
2019-07-21 01:00 | 43667.0417 | 0 | 0 | 0 | 0 | 0 | 0 | 0 | 0 | 0 | 0 | 0 | 0
2019-07-21 02:00 | 43667.0833 | 0 | 0 | 0 | 0 | 0 | 0 | 0 | 0 | 0 | 0 | 0 | 0
2019-07-21 03:00 | 43667.125 | 0 | 0 | 0 | 0 | 0 | 0 | 0 | 0 | 0 | 0 | 0 | 0
2019-07-21 04:00 | 43667.1667 | 0 | 0 | 0 | 0 | 0 | 0 | 0 | 0 | 0 | 0 | 0 | 0
2019-07-21 05:00 | 43667.2083 | 0 | 0 | 0 | 0 | 0 | 0 | 0 | 0 | 0 | 0 | 0 | 0
2019-07-21 06:00 | 43667.25 | 0.043343 | 0.05779 | 0.072238 | 0.086685 | 0.10113 | 0.11558 | 0.13003 | 0.14448 | 0.15892 | 0.17337 | 0.18782 | 0.20227
2019-07-21 07:00 | 43667.2917 | 0.24042 | 0.32056 | 0.4007 | 0.48084 | 0.56098 | 0.64112 | 0.72126 | 0.8014 | 0.88154 | 0.96168 | 1.0418 | 1.122
2019-07-21 08:00 | 43667.3333 | 0.76929 | 1.0257 | 1.2822 | 1.5386 | 1.795 | 2.0514 | 2.3079 | 2.5643 | 2.8207 | 3.0772 | 3.3336 | 3.59
2019-07-21 09:00 | 43667.375 | 1.4701 | 1.9601 | 2.4502 | 2.9402 | 3.4303 | 3.9203 | 4.4103 | 4.9004 | 5.3904 | 5.8804 | 6.3705 | 6.8605
2019-07-21 10:00 | 43667.4167 | 2.0391 | 2.7188 | 3.3985 | 4.0782 | 4.7579 | 5.4376 | 6.1173 | 6.797 | 7.4767 | 8.1564 | 8.8361 | 9.5158
2019-07-21 11:00 | 43667.4583 | 1.063 | 1.4173 | 1.7716 | 2.1259 | 2.4803 | 2.8346 | 3.1889 | 3.5432 | 3.8976 | 4.2519 | 4.6062 | 4.9605
2019-07-21 12:00 | 43667.5 | 1.1682 | 1.5575 | 1.9469 | 2.3363 | 2.7257 | 3.1151 | 3.5045 | 3.8939 | 4.2833 | 4.6726 | 5.062 | 5.4514
2019-07-21 13:00 | 43667.5417 | 1.1803 | 1.5737 | 1.9671 | 2.3605 | 2.7539 | 3.1473 | 3.5408 | 3.9342 | 4.3276 | 4.721 | 5.1144 | 5.5079
2019-07-21 14:00 | 43667.5833 | 0.93754 | 1.2501 | 1.5626 | 1.8751 | 2.1876 | 2.5001 | 2.8126 | 3.1251 | 3.4377 | 3.7502 | 4.0627 | 4.3752
2019-07-21 15:00 | 43667.625 | 0.78612 | 1.0482 | 1.3102 | 1.5722 | 1.8343 | 2.0963 | 2.3583 | 2.6204 | 2.8824 | 3.1445 | 3.4065 | 3.6685
2019-07-21 16:00 | 43667.6667 | 0.69999 | 0.93332 | 1.1667 | 1.4 | 1.6333 | 1.8666 | 2.1 | 2.3333 | 2.5666 | 2.8 | 3.0333 | 3.2666
2019-07-21 17:00 | 43667.7083 | 0.55918 | 0.74557 | 0.93196 | 1.1184 | 1.3047 | 1.4911 | 1.6775 | 1.8639 | 2.0503 | 2.2367 | 2.4231 | 2.6095
2019-07-21 18:00 | 43667.75 | 0.34046 | 0.45394 | 0.56743 | 0.68091 | 0.7944 | 0.90788 | 1.0214 | 1.1349 | 1.2483 | 1.3618 | 1.4753 | 1.5888
2019-07-21 19:00 | 43667.7917 | 0.16261 | 0.21681 | 0.27101 | 0.32522 | 0.37942 | 0.43362 | 0.48782 | 0.54203 | 0.59623 | 0.65043 | 0.70463 | 0.75884
2019-07-21 20:00 | 43667.8333 | 0.01023 | 0.01364 | 0.01705 | 0.02046 | 0.02387 | 0.02728 | 0.03069 | 0.0341 | 0.037509 | 0.040919 | 0.044329 | 0.047739
2019-07-21 21:00 | 43667.875 | 0 | 0 | 0 | 0 | 0 | 0 | 0 | 0 | 0 | 0 | 0 | 0
2019-07-21 22:00 | 43667.9167 | 0 | 0 | 0 | 0 | 0 | 0 | 0 | 0 | 0 | 0 | 0 | 0
2019-07-21 23:00 | 43667.9583 | 0 | 0 | 0 | 0 | 0 | 0 | 0 | 0 | 0 | 0 | 0 | 0
2019-07-22 | 43668 | 0 | 0 | 0 | 0 | 0 | 0 | 0 | 0 | 0 | 0 | 0 | 0
2019-07-22 01:00 | 43668.0417 | 0 | 0 | 0 | 0 | 0 | 0 | 0 | 0 | 0 | 0 | 0 | 0
2019-07-22 02:00 | 43668.0833 | 0 | 0 | 0 | 0 | 0 | 0 | 0 | 0 | 0 | 0 | 0 | 0
2019-07-22 03:00 | 43668.125 | 0 | 0 | 0 | 0 | 0 | 0 | 0 | 0 | 0 | 0 | 0 | 0
2019-07-22 04:00 | 43668.1667 | 0 | 0 | 0 | 0 | 0 | 0 | 0 | 0 | 0 | 0 | 0 | 0
2019-07-22 05:00 | 43668.2083 | 0 | 0 | 0 | 0 | 0 | 0 | 0 | 0 | 0 | 0 | 0 | 0
2019-07-22 06:00 | 43668.25 | 0.04362 | 0.05816 | 0.0727 | 0.087239 | 0.10178 | 0.11632 | 0.13086 | 0.1454 | 0.15994 | 0.17448 | 0.18902 | 0.20356
2019-07-22 07:00 | 43668.2917 | 0.24531 | 0.32708 | 0.40885 | 0.49062 | 0.57239 | 0.65416 | 0.73593 | 0.8177 | 0.89947 | 0.98124 | 1.063 | 1.1448
2019-07-22 08:00 | 43668.3333 | 0.75363 | 1.0048 | 1.256 | 1.5073 | 1.7585 | 2.0097 | 2.2609 | 2.5121 | 2.7633 | 3.0145 | 3.2657 | 3.5169
2019-07-22 09:00 | 43668.375 | 1.435 | 1.9134 | 2.3917 | 2.8701 | 3.3484 | 3.8268 | 4.3051 | 4.7835 | 5.2618 | 5.7401 | 6.2185 | 6.6968
2019-07-22 10:00 | 43668.4167 | 2.0732 | 2.7643 | 3.4554 | 4.1465 | 4.8375 | 5.5286 | 6.2197 | 6.9108 | 7.6018 | 8.2929 | 8.984 | 9.6751
2019-07-22 11:00 | 43668.4583 | 1.1383 | 1.5177 | 1.8971 | 2.2765 | 2.6559 | 3.0354 | 3.4148 | 3.7942 | 4.1736 | 4.5531 | 4.9325 | 5.3119
2019-07-22 12:00 | 43668.5 | 1.3024 | 1.7365 | 2.1707 | 2.6048 | 3.039 | 3.4731 | 3.9072 | 4.3414 | 4.7755 | 5.2096 | 5.6438 | 6.0779
2019-07-22 13:00 | 43668.5417 | 1.3794 | 1.8392 | 2.2989 | 2.7587 | 3.2185 | 3.6783 | 4.1381 | 4.5979 | 5.0577 | 5.5175 | 5.9773 | 6.437
2019-07-22 14:00 | 43668.5833 | 1.1681 | 1.5574 | 1.9468 | 2.3361 | 2.7255 | 3.1149 | 3.5042 | 3.8936 | 4.2829 | 4.6723 | 5.0616 | 5.451
2019-07-22 15:00 | 43668.625 | 1.0136 | 1.3514 | 1.6893 | 2.0271 | 2.365 | 2.7028 | 3.0407 | 3.3785 | 3.7164 | 4.0542 | 4.3921 | 4.7299
2019-07-22 16:00 | 43668.6667 | 0.81091 | 1.0812 | 1.3515 | 1.6218 | 1.8921 | 2.1624 | 2.4327 | 2.703 | 2.9733 | 3.2436 | 3.514 | 3.7843
2019-07-22 17:00 | 43668.7083 | 0.57276 | 0.76368 | 0.9546 | 1.1455 | 1.3364 | 1.5274 | 1.7183 | 1.9092 | 2.1001 | 2.291 | 2.482 | 2.6729
2019-07-22 18:00 | 43668.75 | 0.36589 | 0.48785 | 0.60982 | 0.73178 | 0.85374 | 0.97571 | 1.0977 | 1.2196 | 1.3416 | 1.4636 | 1.5855 | 1.7075
2019-07-22 19:00 | 43668.7917 | 0.15521 | 0.20695 | 0.25868 | 0.31042 | 0.36216 | 0.41389 | 0.46563 | 0.51737 | 0.5691 | 0.62084 | 0.67258 | 0.72431
2019-07-22 20:00 | 43668.8333 | 0.0055967 | 0.0074623 | 0.0093278 | 0.011193 | 0.013059 | 0.014925 | 0.01679 | 0.018656 | 0.020521 | 0.022387 | 0.024252 | 0.026118
2019-07-22 21:00 | 43668.875 | 0 | 0 | 0 | 0 | 0 | 0 | 0 | 0 | 0 | 0 | 0 | 0
2019-07-22 22:00 | 43668.9167 | 0 | 0 | 0 | 0 | 0 | 0 | 0 | 0 | 0 | 0 | 0 | 0
2019-07-22 23:00 | 43668.9583 | 0 | 0 | 0 | 0 | 0 | 0 | 0 | 0 | 0 | 0 | 0 | 0
2019-07-23 | 43669 | 0 | 0 | 0 | 0 | 0 | 0 | 0 | 0 | 0 | 0 | 0 | 0
2019-07-23 01:00 | 43669.0417 | 0 | 0 | 0 | 0 | 0 | 0 | 0 | 0 | 0 | 0 | 0 | 0
2019-07-23 02:00 | 43669.0833 | 0 | 0 | 0 | 0 | 0 | 0 | 0 | 0 | 0 | 0 | 0 | 0
2019-07-23 03:00 | 43669.125 | 0 | 0 | 0 | 0 | 0 | 0 | 0 | 0 | 0 | 0 | 0 | 0
2019-07-23 04:00 | 43669.1667 | 0 | 0 | 0 | 0 | 0 | 0 | 0 | 0 | 0 | 0 | 0 | 0
2019-07-23 05:00 | 43669.2083 | 0 | 0 | 0 | 0 | 0 | 0 | 0 | 0 | 0 | 0 | 0 | 0
2019-07-23 06:00 | 43669.25 | 0.0096818 | 0.012909 | 0.016136 | 0.019364 | 0.022591 | 0.025818 | 0.029045 | 0.032273 | 0.0355 | 0.038727 | 0.041954 | 0.045182
2019-07-23 07:00 | 43669.2917 | 0.13669 | 0.18226 | 0.22782 | 0.27338 | 0.31895 | 0.36451 | 0.41008 | 0.45564 | 0.50121 | 0.54677 | 0.59233 | 0.6379
2019-07-23 08:00 | 43669.3333 | 0.29109 | 0.38812 | 0.48515 | 0.58218 | 0.67921 | 0.77624 | 0.87327 | 0.97029 | 1.0673 | 1.1644 | 1.2614 | 1.3584
2019-07-23 09:00 | 43669.375 | 0.5068 | 0.67573 | 0.84466 | 1.0136 | 1.1825 | 1.3515 | 1.5204 | 1.6893 | 1.8583 | 2.0272 | 2.1961 | 2.365
2019-07-23 10:00 | 43669.4167 | 0.64174 | 0.85566 | 1.0696 | 1.2835 | 1.4974 | 1.7113 | 1.9252 | 2.1391 | 2.3531 | 2.567 | 2.7809 | 2.9948
2019-07-23 11:00 | 43669.4583 | 0.76144 | 1.0153 | 1.2691 | 1.5229 | 1.7767 | 2.0305 | 2.2843 | 2.5381 | 2.792 | 3.0458 | 3.2996 | 3.5534
2019-07-23 12:00 | 43669.5 | 0.71034 | 0.94712 | 1.1839 | 1.4207 | 1.6575 | 1.8942 | 2.131 | 2.3678 | 2.6046 | 2.8414 | 3.0781 | 3.3149
2019-07-23 13:00 | 43669.5417 | 0.79461 | 1.0595 | 1.3244 | 1.5892 | 1.8541 | 2.119 | 2.3838 | 2.6487 | 2.9136 | 3.1784 | 3.4433 | 3.7082
2019-07-23 14:00 | 43669.5833 | 0.88051 | 1.174 | 1.4675 | 1.761 | 2.0545 | 2.348 | 2.6415 | 2.935 | 3.2285 | 3.522 | 3.8155 | 4.109
2019-07-23 15:00 | 43669.625 | 0.75144 | 1.0019 | 1.2524 | 1.5029 | 1.7534 | 2.0039 | 2.2543 | 2.5048 | 2.7553 | 3.0058 | 3.2563 | 3.5067
2019-07-23 16:00 | 43669.6667 | 0.5364 | 0.7152 | 0.894 | 1.0728 | 1.2516 | 1.4304 | 1.6092 | 1.788 | 1.9668 | 2.1456 | 2.3244 | 2.5032
2019-07-23 17:00 | 43669.7083 | 0.40507 | 0.54009 | 0.67512 | 0.81014 | 0.94517 | 1.0802 | 1.2152 | 1.3502 | 1.4853 | 1.6203 | 1.7553 | 1.8903
2019-07-23 18:00 | 43669.75 | 0.25355 | 0.33807 | 0.42259 | 0.5071 | 0.59162 | 0.67614 | 0.76065 | 0.84517 | 0.92969 | 1.0142 | 1.0987 | 1.1832
2019-07-23 19:00 | 43669.7917 | 0.10272 | 0.13696 | 0.1712 | 0.20544 | 0.23968 | 0.27392 | 0.30816 | 0.34241 | 0.37665 | 0.41089 | 0.44513 | 0.47937
2019-07-23 20:00 | 43669.8333 | 0.0041605 | 0.0055473 | 0.0069342 | 0.008321 | 0.0097079 | 0.011095 | 0.012482 | 0.013868 | 0.015255 | 0.016642 | 0.018029 | 0.019416
2019-07-23 21:00 | 43669.875 | 0 | 0 | 0 | 0 | 0 | 0 | 0 | 0 | 0 | 0 | 0 | 0
2019-07-23 22:00 | 43669.9167 | 0 | 0 | 0 | 0 | 0 | 0 | 0 | 0 | 0 | 0 | 0 | 0
2019-07-23 23:00 | 43669.9583 | 0 | 0 | 0 | 0 | 0 | 0 | 0 | 0 | 0 | 0 | 0 | 0
2019-07-24 | 43670 | 0 | 0 | 0 | 0 | 0 | 0 | 0 | 0 | 0 | 0 | 0 | 0
2019-07-24 01:00 | 43670.0417 | 0 | 0 | 0 | 0 | 0 | 0 | 0 | 0 | 0 | 0 | 0 | 0
2019-07-24 02:00 | 43670.0833 | 0 | 0 | 0 | 0 | 0 | 0 | 0 | 0 | 0 | 0 | 0 | 0
2019-07-24 03:00 | 43670.125 | 0 | 0 | 0 | 0 | 0 | 0 | 0 | 0 | 0 | 0 | 0 | 0
2019-07-24 04:00 | 43670.1667 | 0 | 0 | 0 | 0 | 0 | 0 | 0 | 0 | 0 | 0 | 0 | 0
2019-07-24 05:00 | 43670.2083 | 0 | 0 | 0 | 0 | 0 | 0 | 0 | 0 | 0 | 0 | 0 | 0
2019-07-24 06:00 | 43670.25 | 0.019718 | 0.026291 | 0.032864 | 0.039436 | 0.046009 | 0.052582 | 0.059154 | 0.065727 | 0.0723 | 0.078873 | 0.085445 | 0.092018
2019-07-24 07:00 | 43670.2917 | 0.19612 | 0.2615 | 0.32687 | 0.39224 | 0.45762 | 0.52299 | 0.58837 | 0.65374 | 0.71912 | 0.78449 | 0.84986 | 0.91524
2019-07-24 08:00 | 43670.3333 | 0.44495 | 0.59326 | 0.74158 | 0.88989 | 1.0382 | 1.1865 | 1.3348 | 1.4832 | 1.6315 | 1.7798 | 1.9281 | 2.0764
2019-07-24 09:00 | 43670.375 | 0.6641 | 0.88547 | 1.1068 | 1.3282 | 1.5496 | 1.7709 | 1.9923 | 2.2137 | 2.435 | 2.6564 | 2.8778 | 3.0991
2019-07-24 10:00 | 43670.4167 | 0.90377 | 1.205 | 1.5063 | 1.8075 | 2.1088 | 2.41 | 2.7113 | 3.0126 | 3.3138 | 3.6151 | 3.9163 | 4.2176
2019-07-24 11:00 | 43670.4583 | 0.95876 | 1.2783 | 1.5979 | 1.9175 | 2.2371 | 2.5567 | 2.8763 | 3.1959 | 3.5155 | 3.835 | 4.1546 | 4.4742
2019-07-24 12:00 | 43670.5 | 1.0223 | 1.363 | 1.7038 | 2.0445 | 2.3853 | 2.7261 | 3.0668 | 3.4076 | 3.7483 | 4.0891 | 4.4298 | 4.7706
2019-07-24 13:00 | 43670.5417 | 1.0044 | 1.3392 | 1.674 | 2.0088 | 2.3436 | 2.6784 | 3.0132 | 3.348 | 3.6828 | 4.0176 | 4.3524 | 4.6872
2019-07-24 14:00 | 43670.5833 | 0.95741 | 1.2766 | 1.5957 | 1.9148 | 2.234 | 2.5531 | 2.8722 | 3.1914 | 3.5105 | 3.8297 | 4.1488 | 4.4679
2019-07-24 15:00 | 43670.625 | 0.8567 | 1.1423 | 1.4278 | 1.7134 | 1.999 | 2.2845 | 2.5701 | 2.8557 | 3.1412 | 3.4268 | 3.7124 | 3.9979
2019-07-24 16:00 | 43670.6667 | 0.64861 | 0.86481 | 1.081 | 1.2972 | 1.5134 | 1.7296 | 1.9458 | 2.162 | 2.3782 | 2.5944 | 2.8106 | 3.0268
2019-07-24 17:00 | 43670.7083 | 0.59001 | 0.78668 | 0.98335 | 1.18 | 1.3767 | 1.5734 | 1.77 | 1.9667 | 2.1634 | 2.36 | 2.5567 | 2.7534
2019-07-24 18:00 | 43670.75 | 0.33142 | 0.44189 | 0.55237 | 0.66284 | 0.77331 | 0.88379 | 0.99426 | 1.1047 | 1.2152 | 1.3257 | 1.4362 | 1.5466
2019-07-24 19:00 | 43670.7917 | 0.13366 | 0.17821 | 0.22276 | 0.26731 | 0.31186 | 0.35642 | 0.40097 | 0.44552 | 0.49007 | 0.53463 | 0.57918 | 0.62373
2019-07-24 20:00 | 43670.8333 | 0.0042432 | 0.0056575 | 0.0070719 | 0.0084863 | 0.0099007 | 0.011315 | 0.012729 | 0.014144 | 0.015558 | 0.016973 | 0.018387 | 0.019801
2019-07-24 21:00 | 43670.875 | 0 | 0 | 0 | 0 | 0 | 0 | 0 | 0 | 0 | 0 | 0 | 0
2019-07-24 22:00 | 43670.9167 | 0 | 0 | 0 | 0 | 0 | 0 | 0 | 0 | 0 | 0 | 0 | 0
2019-07-24 23:00 | 43670.9583 | 0 | 0 | 0 | 0 | 0 | 0 | 0 | 0 | 0 | 0 | 0 | 0
2019-07-25 | 43671 | 0 | 0 | 0 | 0 | 0 | 0 | 0 | 0 | 0 | 0 | 0 | 0
2019-07-25 01:00 | 43671.0417 | 0 | 0 | 0 | 0 | 0 | 0 | 0 | 0 | 0 | 0 | 0 | 0
2019-07-25 02:00 | 43671.0833 | 0 | 0 | 0 | 0 | 0 | 0 | 0 | 0 | 0 | 0 | 0 | 0
2019-07-25 03:00 | 43671.125 | 0 | 0 | 0 | 0 | 0 | 0 | 0 | 0 | 0 | 0 | 0 | 0
2019-07-25 04:00 | 43671.1667 | 0 | 0 | 0 | 0 | 0 | 0 | 0 | 0 | 0 | 0 | 0 | 0
2019-07-25 05:00 | 43671.2083 | 0 | 0 | 0 | 0 | 0 | 0 | 0 | 0 | 0 | 0 | 0 | 0
2019-07-25 06:00 | 43671.25 | 0.018646 | 0.024861 | 0.031076 | 0.037292 | 0.043507 | 0.049722 | 0.055937 | 0.062153 | 0.068368 | 0.074583 | 0.080799 | 0.087014
2019-07-25 07:00 | 43671.2917 | 0.22063 | 0.29417 | 0.36772 | 0.44126 | 0.5148 | 0.58835 | 0.66189 | 0.73543 | 0.80898 | 0.88252 | 0.95606 | 1.0296
2019-07-25 08:00 | 43671.3333 | 0.6201 | 0.8268 | 1.0335 | 1.2402 | 1.4469 | 1.6536 | 1.8603 | 2.067 | 2.2737 | 2.4804 | 2.6871 | 2.8938
2019-07-25 09:00 | 43671.375 | 0.95713 | 1.2762 | 1.5952 | 1.9143 | 2.2333 | 2.5523 | 2.8714 | 3.1904 | 3.5095 | 3.8285 | 4.1475 | 4.4666
2019-07-25 10:00 | 43671.4167 | 1.0995 | 1.4659 | 1.8324 | 2.1989 | 2.5654 | 2.9319 | 3.2984 | 3.6648 | 4.0313 | 4.3978 | 4.7643 | 5.1308
2019-07-25 11:00 | 43671.4583 | 1.4929 | 1.9905 | 2.4881 | 2.9857 | 3.4833 | 3.9809 | 4.4786 | 4.9762 | 5.4738 | 5.9714 | 6.469 | 6.9666
2019-07-25 12:00 | 43671.5 | 1.8982 | 2.5309 | 3.1636 | 3.7963 | 4.429 | 5.0618 | 5.6945 | 6.3272 | 6.9599 | 7.5926 | 8.2254 | 8.8581
2019-07-25 13:00 | 43671.5417 | 2.2808 | 3.041 | 3.8013 | 4.5615 | 5.3218 | 6.082 | 6.8423 | 7.6025 | 8.3628 | 9.123 | 9.8833 | 10.6436
2019-07-25 14:00 | 43671.5833 | 2.283 | 3.044 | 3.8051 | 4.5661 | 5.3271 | 6.0881 | 6.8491 | 7.6101 | 8.3711 | 9.1321 | 9.8932 | 10.6542
2019-07-25 15:00 | 43671.625 | 1.9513 | 2.6017 | 3.2521 | 3.9025 | 4.5529 | 5.2033 | 5.8538 | 6.5042 | 7.1546 | 7.805 | 8.4554 | 9.1059
2019-07-25 16:00 | 43671.6667 | 1.7633 | 2.3511 | 2.9388 | 3.5266 | 4.1144 | 4.7022 | 5.2899 | 5.8777 | 6.4655 | 7.0532 | 7.641 | 8.2288
2019-07-25 17:00 | 43671.7083 | 1.0033 | 1.3378 | 1.6722 | 2.0067 | 2.3411 | 2.6756 | 3.01 | 3.3445 | 3.6789 | 4.0134 | 4.3478 | 4.6823
2019-07-25 18:00 | 43671.75 | 0.55857 | 0.74476 | 0.93095 | 1.1171 | 1.3033 | 1.4895 | 1.6757 | 1.8619 | 2.0481 | 2.2343 | 2.4205 | 2.6067
2019-07-25 19:00 | 43671.7917 | 0.20565 | 0.2742 | 0.34274 | 0.41129 | 0.47984 | 0.54839 | 0.61694 | 0.68549 | 0.75404 | 0.82259 | 0.89113 | 0.95968
2019-07-25 20:00 | 43671.8333 | 0.041337 | 0.055116 | 0.068895 | 0.082674 | 0.096453 | 0.11023 | 0.12401 | 0.13779 | 0.15157 | 0.16535 | 0.17913 | 0.19291
2019-07-25 21:00 | 43671.875 | 0 | 0 | 0 | 0 | 0 | 0 | 0 | 0 | 0 | 0 | 0 | 0
2019-07-25 22:00 | 43671.9167 | 0 | 0 | 0 | 0 | 0 | 0 | 0 | 0 | 0 | 0 | 0 | 0
2019-07-25 23:00 | 43671.9583 | 0 | 0 | 0 | 0 | 0 | 0 | 0 | 0 | 0 | 0 | 0 | 0
2019-07-26 | 43672 | 0 | 0 | 0 | 0 | 0 | 0 | 0 | 0 | 0 | 0 | 0 | 0
2019-07-26 01:00 | 43672.0417 | 0 | 0 | 0 | 0 | 0 | 0 | 0 | 0 | 0 | 0 | 0 | 0
2019-07-26 02:00 | 43672.0833 | 0 | 0 | 0 | 0 | 0 | 0 | 0 | 0 | 0 | 0 | 0 | 0
2019-07-26 03:00 | 43672.125 | 0 | 0 | 0 | 0 | 0 | 0 | 0 | 0 | 0 | 0 | 0 | 0
2019-07-26 04:00 | 43672.1667 | 0 | 0 | 0 | 0 | 0 | 0 | 0 | 0 | 0 | 0 | 0 | 0
2019-07-26 05:00 | 43672.2083 | 0 | 0 | 0 | 0 | 0 | 0 | 0 | 0 | 0 | 0 | 0 | 0
2019-07-26 06:00 | 43672.25 | 0.025759 | 0.034345 | 0.042932 | 0.051518 | 0.060104 | 0.068691 | 0.077277 | 0.085863 | 0.09445 | 0.10304 | 0.11162 | 0.12021
2019-07-26 07:00 | 43672.2917 | 0.22017 | 0.29356 | 0.36695 | 0.44035 | 0.51374 | 0.58713 | 0.66052 | 0.73391 | 0.8073 | 0.88069 | 0.95408 | 1.0275
2019-07-26 08:00 | 43672.3333 | 0.69336 | 0.92448 | 1.1556 | 1.3867 | 1.6178 | 1.849 | 2.0801 | 2.3112 | 2.5423 | 2.7734 | 3.0046 | 3.2357
2019-07-26 09:00 | 43672.375 | 1.2383 | 1.651 | 2.0638 | 2.4765 | 2.8893 | 3.302 | 3.7148 | 4.1275 | 4.5403 | 4.953 | 5.3658 | 5.7785
2019-07-26 10:00 | 43672.4167 | 1.7684 | 2.3579 | 2.9474 | 3.5368 | 4.1263 | 4.7158 | 5.3053 | 5.8947 | 6.4842 | 7.0737 | 7.6631 | 8.2526
2019-07-26 11:00 | 43672.4583 | 1.9444 | 2.5926 | 3.2407 | 3.8889 | 4.537 | 5.1852 | 5.8333 | 6.4815 | 7.1296 | 7.7778 | 8.4259 | 9.0741
2019-07-26 12:00 | 43672.5 | 2.2652 | 3.0203 | 3.7753 | 4.5304 | 5.2855 | 6.0405 | 6.7956 | 7.5507 | 8.3057 | 9.0608 | 9.8159 | 10.5709
2019-07-26 13:00 | 43672.5417 | 2.1113 | 2.8151 | 3.5188 | 4.2226 | 4.9264 | 5.6301 | 6.3339 | 7.0377 | 7.7414 | 8.4452 | 9.149 | 9.8527
2019-07-26 14:00 | 43672.5833 | 1.971 | 2.628 | 3.2851 | 3.9421 | 4.5991 | 5.2561 | 5.9131 | 6.5701 | 7.2271 | 7.8841 | 8.5412 | 9.1982
2019-07-26 15:00 | 43672.625 | 1.6971 | 2.2628 | 2.8285 | 3.3942 | 3.9599 | 4.5256 | 5.0913 | 5.657 | 6.2227 | 6.7884 | 7.3541 | 7.9198
2019-07-26 16:00 | 43672.6667 | 1.5939 | 2.1252 | 2.6565 | 3.1878 | 3.7191 | 4.2504 | 4.7817 | 5.313 | 5.8443 | 6.3756 | 6.9069 | 7.4382
2019-07-26 17:00 | 43672.7083 | 1.1977 | 1.597 | 1.9962 | 2.3954 | 2.7947 | 3.1939 | 3.5931 | 3.9924 | 4.3916 | 4.7909 | 5.1901 | 5.5893
2019-07-26 18:00 | 43672.75 | 0.63794 | 0.85059 | 1.0632 | 1.2759 | 1.4885 | 1.7012 | 1.9138 | 2.1265 | 2.3391 | 2.5518 | 2.7644 | 2.9771
2019-07-26 19:00 | 43672.7917 | 0.20899 | 0.27866 | 0.34832 | 0.41798 | 0.48765 | 0.55731 | 0.62698 | 0.69664 | 0.7663 | 0.83597 | 0.90563 | 0.9753
2019-07-26 20:00 | 43672.8333 | 0.036221 | 0.048294 | 0.060368 | 0.072442 | 0.084515 | 0.096589 | 0.10866 | 0.12074 | 0.13281 | 0.14488 | 0.15696 | 0.16903
2019-07-26 21:00 | 43672.875 | 0 | 0 | 0 | 0 | 0 | 0 | 0 | 0 | 0 | 0 | 0 | 0
2019-07-26 22:00 | 43672.9167 | 0 | 0 | 0 | 0 | 0 | 0 | 0 | 0 | 0 | 0 | 0 | 0
2019-07-26 23:00 | 43672.9583 | 0 | 0 | 0 | 0 | 0 | 0 | 0 | 0 | 0 | 0 | 0 | 0
2019-07-27 | 43673 | 0 | 0 | 0 | 0 | 0 | 0 | 0 | 0 | 0 | 0 | 0 | 0
2019-07-27 01:00 | 43673.0417 | 0 | 0 | 0 | 0 | 0 | 0 | 0 | 0 | 0 | 0 | 0 | 0
2019-07-27 02:00 | 43673.0833 | 0 | 0 | 0 | 0 | 0 | 0 | 0 | 0 | 0 | 0 | 0 | 0
2019-07-27 03:00 | 43673.125 | 0 | 0 | 0 | 0 | 0 | 0 | 0 | 0 | 0 | 0 | 0 | 0
2019-07-27 04:00 | 43673.1667 | 0 | 0 | 0 | 0 | 0 | 0 | 0 | 0 | 0 | 0 | 0 | 0
2019-07-27 05:00 | 43673.2083 | 0 | 0 | 0 | 0 | 0 | 0 | 0 | 0 | 0 | 0 | 0 | 0
2019-07-27 06:00 | 43673.25 | 0.02538 | 0.03384 | 0.0423 | 0.050761 | 0.059221 | 0.067681 | 0.076141 | 0.084601 | 0.093061 | 0.10152 | 0.10998 | 0.11844
2019-07-27 07:00 | 43673.2917 | 0.20944 | 0.27925 | 0.34907 | 0.41888 | 0.48869 | 0.55851 | 0.62832 | 0.69813 | 0.76795 | 0.83776 | 0.90757 | 0.97739
2019-07-27 08:00 | 43673.3333 | 0.68392 | 0.91189 | 1.1399 | 1.3678 | 1.5958 | 1.8238 | 2.0517 | 2.2797 | 2.5077 | 2.7357 | 2.9636 | 3.1916
2019-07-27 09:00 | 43673.375 | 1.2821 | 1.7095 | 2.1368 | 2.5642 | 2.9916 | 3.4189 | 3.8463 | 4.2737 | 4.701 | 5.1284 | 5.5558 | 5.9831
2019-07-27 10:00 | 43673.4167 | 1.8101 | 2.4135 | 3.0169 | 3.6203 | 4.2237 | 4.8271 | 5.4304 | 6.0338 | 6.6372 | 7.2406 | 7.844 | 8.4473
2019-07-27 11:00 | 43673.4583 | 2.178 | 2.904 | 3.6299 | 4.3559 | 5.0819 | 5.8079 | 6.5339 | 7.2599 | 7.9859 | 8.7119 | 9.4379 | 10.1638
2019-07-27 12:00 | 43673.5 | 2.4186 | 3.2248 | 4.031 | 4.8372 | 5.6434 | 6.4496 | 7.2558 | 8.062 | 8.8682 | 9.6744 | 10.4806 | 11.2868
2019-07-27 13:00 | 43673.5417 | 2.4993 | 3.3324 | 4.1656 | 4.9987 | 5.8318 | 6.6649 | 7.498 | 8.3311 | 9.1642 | 9.9973 | 10.8304 | 11.6636
2019-07-27 14:00 | 43673.5833 | 2.3892 | 3.1856 | 3.9821 | 4.7785 | 5.5749 | 6.3713 | 7.1677 | 7.9641 | 8.7605 | 9.5569 | 10.3533 | 11.1498
2019-07-27 15:00 | 43673.625 | 2.1023 | 2.8031 | 3.5038 | 4.2046 | 4.9053 | 5.6061 | 6.3069 | 7.0076 | 7.7084 | 8.4092 | 9.1099 | 9.8107
2019-07-27 16:00 | 43673.6667 | 1.6522 | 2.2029 | 2.7536 | 3.3043 | 3.8551 | 4.4058 | 4.9565 | 5.5072 | 6.0579 | 6.6087 | 7.1594 | 7.7101
2019-07-27 17:00 | 43673.7083 | 1.1574 | 1.5432 | 1.929 | 2.3149 | 2.7007 | 3.0865 | 3.4723 | 3.8581 | 4.2439 | 4.6297 | 5.0155 | 5.4013
2019-07-27 18:00 | 43673.75 | 0.5997 | 0.7996 | 0.9995 | 1.1994 | 1.3993 | 1.5992 | 1.7991 | 1.999 | 2.1989 | 2.3988 | 2.5987 | 2.7986
2019-07-27 19:00 | 43673.7917 | 0.17809 | 0.23745 | 0.29682 | 0.35618 | 0.41554 | 0.47491 | 0.53427 | 0.59363 | 0.653 | 0.71236 | 0.77172 | 0.83109
2019-07-27 20:00 | 43673.8333 | 0.022646 | 0.030195 | 0.037743 | 0.045292 | 0.052841 | 0.060389 | 0.067938 | 0.075487 | 0.083035 | 0.090584 | 0.098133 | 0.10568
2019-07-27 21:00 | 43673.875 | 0 | 0 | 0 | 0 | 0 | 0 | 0 | 0 | 0 | 0 | 0 | 0
2019-07-27 22:00 | 43673.9167 | 0 | 0 | 0 | 0 | 0 | 0 | 0 | 0 | 0 | 0 | 0 | 0
2019-07-27 23:00 | 43673.9583 | 0 | 0 | 0 | 0 | 0 | 0 | 0 | 0 | 0 | 0 | 0 | 0
2019-07-28 | 43674 | 0 | 0 | 0 | 0 | 0 | 0 | 0 | 0 | 0 | 0 | 0 | 0
2019-07-28 01:00 | 43674.0417 | 0 | 0 | 0 | 0 | 0 | 0 | 0 | 0 | 0 | 0 | 0 | 0
2019-07-28 02:00 | 43674.0833 | 0 | 0 | 0 | 0 | 0 | 0 | 0 | 0 | 0 | 0 | 0 | 0
2019-07-28 03:00 | 43674.125 | 0 | 0 | 0 | 0 | 0 | 0 | 0 | 0 | 0 | 0 | 0 | 0
2019-07-28 04:00 | 43674.1667 | 0 | 0 | 0 | 0 | 0 | 0 | 0 | 0 | 0 | 0 | 0 | 0
2019-07-28 05:00 | 43674.2083 | 0 | 0 | 0 | 0 | 0 | 0 | 0 | 0 | 0 | 0 | 0 | 0
2019-07-28 06:00 | 43674.25 | 0.0065486 | 0.0087314 | 0.010914 | 0.013097 | 0.01528 | 0.017463 | 0.019646 | 0.021829 | 0.024011 | 0.026194 | 0.028377 | 0.03056
2019-07-28 07:00 | 43674.2917 | 0.21057 | 0.28076 | 0.35095 | 0.42114 | 0.49133 | 0.56151 | 0.6317 | 0.70189 | 0.77208 | 0.84227 | 0.91246 | 0.98265
2019-07-28 08:00 | 43674.3333 | 0.60102 | 0.80136 | 1.0017 | 1.202 | 1.4024 | 1.6027 | 1.8031 | 2.0034 | 2.2037 | 2.4041 | 2.6044 | 2.8048
2019-07-28 09:00 | 43674.375 | 1.0682 | 1.4242 | 1.7803 | 2.1363 | 2.4924 | 2.8484 | 3.2045 | 3.5605 | 3.9166 | 4.2726 | 4.6287 | 4.9847
2019-07-28 10:00 | 43674.4167 | 1.6165 | 2.1554 | 2.6942 | 3.2331 | 3.7719 | 4.3108 | 4.8496 | 5.3885 | 5.9273 | 6.4662 | 7.005 | 7.5439
2019-07-28 11:00 | 43674.4583 | 1.9022 | 2.5363 | 3.1704 | 3.8045 | 4.4386 | 5.0726 | 5.7067 | 6.3408 | 6.9749 | 7.609 | 8.2431 | 8.8771
2019-07-28 12:00 | 43674.5 | 2.1884 | 2.9179 | 3.6474 | 4.3768 | 5.1063 | 5.8358 | 6.5652 | 7.2947 | 8.0242 | 8.7537 | 9.4831 | 10.2126
2019-07-28 13:00 | 43674.5417 | 2.3583 | 3.1444 | 3.9305 | 4.7165 | 5.5026 | 6.2887 | 7.0748 | 7.8609 | 8.647 | 9.4331 | 10.2192 | 11.0053
2019-07-28 14:00 | 43674.5833 | 2.0146 | 2.6861 | 3.3576 | 4.0292 | 4.7007 | 5.3722 | 6.0437 | 6.7153 | 7.3868 | 8.0583 | 8.7298 | 9.4014
2019-07-28 15:00 | 43674.625 | 1.8577 | 2.4769 | 3.0961 | 3.7153 | 4.3345 | 4.9538 | 5.573 | 6.1922 | 6.8114 | 7.4306 | 8.0499 | 8.6691
2019-07-28 16:00 | 43674.6667 | 1.4609 | 1.9479 | 2.4348 | 2.9218 | 3.4088 | 3.8957 | 4.3827 | 4.8697 | 5.3567 | 5.8436 | 6.3306 | 6.8176
2019-07-28 17:00 | 43674.7083 | 0.95968 | 1.2796 | 1.5995 | 1.9194 | 2.2392 | 2.5591 | 2.879 | 3.1989 | 3.5188 | 3.8387 | 4.1586 | 4.4785
2019-07-28 18:00 | 43674.75 | 0.53821 | 0.71762 | 0.89702 | 1.0764 | 1.2558 | 1.4352 | 1.6146 | 1.794 | 1.9734 | 2.1528 | 2.3323 | 2.5117
2019-07-28 19:00 | 43674.7917 | 0.17543 | 0.23391 | 0.29238 | 0.35086 | 0.40934 | 0.46781 | 0.52629 | 0.58477 | 0.64324 | 0.70172 | 0.76019 | 0.81867
2019-07-28 20:00 | 43674.8333 | 0.018664 | 0.024885 | 0.031106 | 0.037327 | 0.043548 | 0.049769 | 0.055991 | 0.062212 | 0.068433 | 0.074654 | 0.080875 | 0.087097
2019-07-28 21:00 | 43674.875 | 0 | 0 | 0 | 0 | 0 | 0 | 0 | 0 | 0 | 0 | 0 | 0
2019-07-28 22:00 | 43674.9167 | 0 | 0 | 0 | 0 | 0 | 0 | 0 | 0 | 0 | 0 | 0 | 0
2019-07-28 23:00 | 43674.9583 | 0 | 0 | 0 | 0 | 0 | 0 | 0 | 0 | 0 | 0 | 0 | 0
2019-07-29 | 43675 | 0 | 0 | 0 | 0 | 0 | 0 | 0 | 0 | 0 | 0 | 0 | 0
2019-07-29 01:00 | 43675.0417 | 0 | 0 | 0 | 0 | 0 | 0 | 0 | 0 | 0 | 0 | 0 | 0
2019-07-29 02:00 | 43675.0833 | 0 | 0 | 0 | 0 | 0 | 0 | 0 | 0 | 0 | 0 | 0 | 0
2019-07-29 03:00 | 43675.125 | 0 | 0 | 0 | 0 | 0 | 0 | 0 | 0 | 0 | 0 | 0 | 0
2019-07-29 04:00 | 43675.1667 | 0 | 0 | 0 | 0 | 0 | 0 | 0 | 0 | 0 | 0 | 0 | 0
2019-07-29 05:00 | 43675.2083 | 0 | 0 | 0 | 0 | 0 | 0 | 0 | 0 | 0 | 0 | 0 | 0
2019-07-29 06:00 | 43675.25 | 0.017254 | 0.023005 | 0.028756 | 0.034507 | 0.040259 | 0.04601 | 0.051761 | 0.057512 | 0.063264 | 0.069015 | 0.074766 | 0.080517
2019-07-29 07:00 | 43675.2917 | 0.16348 | 0.21797 | 0.27246 | 0.32696 | 0.38145 | 0.43594 | 0.49043 | 0.54493 | 0.59942 | 0.65391 | 0.7084 | 0.7629
2019-07-29 08:00 | 43675.3333 | 0.22199 | 0.29599 | 0.36999 | 0.44399 | 0.51799 | 0.59198 | 0.66598 | 0.73998 | 0.81398 | 0.88798 | 0.96197 | 1.036
2019-07-29 09:00 | 43675.375 | 0.40067 | 0.53423 | 0.66778 | 0.80134 | 0.9349 | 1.0685 | 1.202 | 1.3356 | 1.4691 | 1.6027 | 1.7362 | 1.8698
2019-07-29 10:00 | 43675.4167 | 0.34875 | 0.465 | 0.58125 | 0.6975 | 0.81374 | 0.92999 | 1.0462 | 1.1625 | 1.2787 | 1.395 | 1.5112 | 1.6275
2019-07-29 11:00 | 43675.4583 | 0.67563 | 0.90085 | 1.1261 | 1.3513 | 1.5765 | 1.8017 | 2.0269 | 2.2521 | 2.4773 | 2.7025 | 2.9277 | 3.153
2019-07-29 12:00 | 43675.5 | 0.30764 | 0.41018 | 0.51273 | 0.61527 | 0.71782 | 0.82036 | 0.92291 | 1.0255 | 1.128 | 1.2305 | 1.3331 | 1.4356
2019-07-29 13:00 | 43675.5417 | 0.55317 | 0.73756 | 0.92195 | 1.1063 | 1.2907 | 1.4751 | 1.6595 | 1.8439 | 2.0283 | 2.2127 | 2.3971 | 2.5815
2019-07-29 14:00 | 43675.5833 | 0.38574 | 0.51432 | 0.64291 | 0.77149 | 0.90007 | 1.0286 | 1.1572 | 1.2858 | 1.4144 | 1.543 | 1.6716 | 1.8001
2019-07-29 15:00 | 43675.625 | 0.99161 | 1.3221 | 1.6527 | 1.9832 | 2.3138 | 2.6443 | 2.9748 | 3.3054 | 3.6359 | 3.9664 | 4.297 | 4.6275
2019-07-29 16:00 | 43675.6667 | 0.8356 | 1.1141 | 1.3927 | 1.6712 | 1.9497 | 2.2283 | 2.5068 | 2.7853 | 3.0639 | 3.3424 | 3.6209 | 3.8995
2019-07-29 17:00 | 43675.7083 | 0.60406 | 0.80541 | 1.0068 | 1.2081 | 1.4095 | 1.6108 | 1.8122 | 2.0135 | 2.2149 | 2.4162 | 2.6176 | 2.819
2019-07-29 18:00 | 43675.75 | 0.43468 | 0.57958 | 0.72447 | 0.86937 | 1.0143 | 1.1592 | 1.3041 | 1.4489 | 1.5938 | 1.7387 | 1.8836 | 2.0285
2019-07-29 19:00 | 43675.7917 | 0.088105 | 0.11747 | 0.14684 | 0.17621 | 0.20558 | 0.23495 | 0.26431 | 0.29368 | 0.32305 | 0.35242 | 0.38179 | 0.41116
2019-07-29 20:00 | 43675.8333 | 0.002533 | 0.0033774 | 0.0042217 | 0.0050661 | 0.0059104 | 0.0067547 | 0.0075991 | 0.0084434 | 0.0092878 | 0.010132 | 0.010976 | 0.011821
2019-07-29 21:00 | 43675.875 | 0 | 0 | 0 | 0 | 0 | 0 | 0 | 0 | 0 | 0 | 0 | 0
2019-07-29 22:00 | 43675.9167 | 0 | 0 | 0 | 0 | 0 | 0 | 0 | 0 | 0 | 0 | 0 | 0
2019-07-29 23:00 | 43675.9583 | 0 | 0 | 0 | 0 | 0 | 0 | 0 | 0 | 0 | 0 | 0 | 0
2019-07-30 | 43676 | 0 | 0 | 0 | 0 | 0 | 0 | 0 | 0 | 0 | 0 | 0 | 0
2019-07-30 01:00 | 43676.0417 | 0 | 0 | 0 | 0 | 0 | 0 | 0 | 0 | 0 | 0 | 0 | 0
2019-07-30 02:00 | 43676.0833 | 0 | 0 | 0 | 0 | 0 | 0 | 0 | 0 | 0 | 0 | 0 | 0
2019-07-30 03:00 | 43676.125 | 0 | 0 | 0 | 0 | 0 | 0 | 0 | 0 | 0 | 0 | 0 | 0
2019-07-30 04:00 | 43676.1667 | 0 | 0 | 0 | 0 | 0 | 0 | 0 | 0 | 0 | 0 | 0 | 0
2019-07-30 05:00 | 43676.2083 | 0 | 0 | 0 | 0 | 0 | 0 | 0 | 0 | 0 | 0 | 0 | 0
2019-07-30 06:00 | 43676.25 | 0.0081715 | 0.010895 | 0.013619 | 0.016343 | 0.019067 | 0.021791 | 0.024514 | 0.027238 | 0.029962 | 0.032686 | 0.03541 | 0.038134
2019-07-30 07:00 | 43676.2917 | 0.13836 | 0.18448 | 0.23061 | 0.27673 | 0.32285 | 0.36897 | 0.41509 | 0.46121 | 0.50733 | 0.55345 | 0.59957 | 0.64569
2019-07-30 08:00 | 43676.3333 | 0.35721 | 0.47627 | 0.59534 | 0.71441 | 0.83348 | 0.95255 | 1.0716 | 1.1907 | 1.3098 | 1.4288 | 1.5479 | 1.667
2019-07-30 09:00 | 43676.375 | 0.54658 | 0.72878 | 0.91097 | 1.0932 | 1.2754 | 1.4576 | 1.6397 | 1.8219 | 2.0041 | 2.1863 | 2.3685 | 2.5507
2019-07-30 10:00 | 43676.4167 | 0.77109 | 1.0281 | 1.2851 | 1.5422 | 1.7992 | 2.0562 | 2.3133 | 2.5703 | 2.8273 | 3.0844 | 3.3414 | 3.5984
2019-07-30 11:00 | 43676.4583 | 0.95305 | 1.2707 | 1.5884 | 1.9061 | 2.2238 | 2.5415 | 2.8592 | 3.1768 | 3.4945 | 3.8122 | 4.1299 | 4.4476
2019-07-30 12:00 | 43676.5 | 1.0658 | 1.421 | 1.7763 | 2.1315 | 2.4868 | 2.842 | 3.1973 | 3.5525 | 3.9078 | 4.263 | 4.6183 | 4.9735
2019-07-30 13:00 | 43676.5417 | 1.0125 | 1.35 | 1.6875 | 2.025 | 2.3626 | 2.7001 | 3.0376 | 3.3751 | 3.7126 | 4.0501 | 4.3876 | 4.7251
2019-07-30 14:00 | 43676.5833 | 1.0114 | 1.3485 | 1.6856 | 2.0227 | 2.3598 | 2.6969 | 3.0341 | 3.3712 | 3.7083 | 4.0454 | 4.3825 | 4.7197
2019-07-30 15:00 | 43676.625 | 0.82977 | 1.1064 | 1.3829 | 1.6595 | 1.9361 | 2.2127 | 2.4893 | 2.7659 | 3.0425 | 3.3191 | 3.5957 | 3.8723
2019-07-30 16:00 | 43676.6667 | 0.69243 | 0.92324 | 1.1541 | 1.3849 | 1.6157 | 1.8465 | 2.0773 | 2.3081 | 2.5389 | 2.7697 | 3.0005 | 3.2314
2019-07-30 17:00 | 43676.7083 | 0.46943 | 0.62591 | 0.78239 | 0.93887 | 1.0953 | 1.2518 | 1.4083 | 1.5648 | 1.7213 | 1.8777 | 2.0342 | 2.1907
2019-07-30 18:00 | 43676.75 | 0.25218 | 0.33624 | 0.4203 | 0.50436 | 0.58842 | 0.67248 | 0.75654 | 0.8406 | 0.92466 | 1.0087 | 1.0928 | 1.1768
2019-07-30 19:00 | 43676.7917 | 0.093065 | 0.12409 | 0.15511 | 0.18613 | 0.21715 | 0.24817 | 0.2792 | 0.31022 | 0.34124 | 0.37226 | 0.40328 | 0.4343
2019-07-30 20:00 | 43676.8333 | 0.0027661 | 0.0036882 | 0.0046102 | 0.0055323 | 0.0064543 | 0.0073764 | 0.0082984 | 0.0092205 | 0.010142 | 0.011065 | 0.011987 | 0.012909
2019-07-30 21:00 | 43676.875 | 0 | 0 | 0 | 0 | 0 | 0 | 0 | 0 | 0 | 0 | 0 | 0
2019-07-30 22:00 | 43676.9167 | 0 | 0 | 0 | 0 | 0 | 0 | 0 | 0 | 0 | 0 | 0 | 0
2019-07-30 23:00 | 43676.9583 | 0 | 0 | 0 | 0 | 0 | 0 | 0 | 0 | 0 | 0 | 0 | 0
2019-07-31 | 43677 | 0 | 0 | 0 | 0 | 0 | 0 | 0 | 0 | 0 | 0 | 0 | 0
2019-07-31 01:00 | 43677.0417 | 0 | 0 | 0 | 0 | 0 | 0 | 0 | 0 | 0 | 0 | 0 | 0
2019-07-31 02:00 | 43677.0833 | 0 | 0 | 0 | 0 | 0 | 0 | 0 | 0 | 0 | 0 | 0 | 0
2019-07-31 03:00 | 43677.125 | 0 | 0 | 0 | 0 | 0 | 0 | 0 | 0 | 0 | 0 | 0 | 0
2019-07-31 04:00 | 43677.1667 | 0 | 0 | 0 | 0 | 0 | 0 | 0 | 0 | 0 | 0 | 0 | 0
2019-07-31 05:00 | 43677.2083 | 0 | 0 | 0 | 0 | 0 | 0 | 0 | 0 | 0 | 0 | 0 | 0
2019-07-31 06:00 | 43677.25 | 0.0062765 | 0.0083687 | 0.010461 | 0.012553 | 0.014645 | 0.016737 | 0.01883 | 0.020922 | 0.023014 | 0.025106 | 0.027198 | 0.02929
2019-07-31 07:00 | 43677.2917 | 0.18659 | 0.24879 | 0.31098 | 0.37318 | 0.43538 | 0.49758 | 0.55977 | 0.62197 | 0.68417 | 0.74636 | 0.80856 | 0.87076
2019-07-31 08:00 | 43677.3333 | 0.42556 | 0.56741 | 0.70927 | 0.85112 | 0.99298 | 1.1348 | 1.2767 | 1.4185 | 1.5604 | 1.7022 | 1.8441 | 1.986
2019-07-31 09:00 | 43677.375 | 0.72963 | 0.97285 | 1.2161 | 1.4593 | 1.7025 | 1.9457 | 2.1889 | 2.4321 | 2.6753 | 2.9185 | 3.1617 | 3.405
2019-07-31 10:00 | 43677.4167 | 0.80021 | 1.0669 | 1.3337 | 1.6004 | 1.8672 | 2.1339 | 2.4006 | 2.6674 | 2.9341 | 3.2008 | 3.4676 | 3.7343
2019-07-31 11:00 | 43677.4583 | 0.66246 | 0.88328 | 1.1041 | 1.3249 | 1.5457 | 1.7666 | 1.9874 | 2.2082 | 2.429 | 2.6499 | 2.8707 | 3.0915
2019-07-31 12:00 | 43677.5 | 0.96753 | 1.29 | 1.6126 | 1.9351 | 2.2576 | 2.5801 | 2.9026 | 3.2251 | 3.5476 | 3.8701 | 4.1926 | 4.5152
2019-07-31 13:00 | 43677.5417 | 0.93382 | 1.2451 | 1.5564 | 1.8676 | 2.1789 | 2.4902 | 2.8015 | 3.1127 | 3.424 | 3.7353 | 4.0465 | 4.3578
2019-07-31 14:00 | 43677.5833 | 1.3557 | 1.8076 | 2.2595 | 2.7114 | 3.1633 | 3.6152 | 4.0671 | 4.519 | 4.9709 | 5.4228 | 5.8746 | 6.3265
2019-07-31 15:00 | 43677.625 | 1.0025 | 1.3367 | 1.6709 | 2.0051 | 2.3392 | 2.6734 | 3.0076 | 3.3418 | 3.676 | 4.0101 | 4.3443 | 4.6785
2019-07-31 16:00 | 43677.6667 | 0.87879 | 1.1717 | 1.4646 | 1.7576 | 2.0505 | 2.3434 | 2.6364 | 2.9293 | 3.2222 | 3.5152 | 3.8081 | 4.101
2019-07-31 17:00 | 43677.7083 | 0.81027 | 1.0804 | 1.3504 | 1.6205 | 1.8906 | 2.1607 | 2.4308 | 2.7009 | 2.971 | 3.2411 | 3.5112 | 3.7813
2019-07-31 18:00 | 43677.75 | 0.52062 | 0.69417 | 0.86771 | 1.0412 | 1.2148 | 1.3883 | 1.5619 | 1.7354 | 1.909 | 2.0825 | 2.256 | 2.4296
2019-07-31 19:00 | 43677.7917 | 0.19748 | 0.26331 | 0.32914 | 0.39496 | 0.46079 | 0.52662 | 0.59245 | 0.65827 | 0.7241 | 0.78993 | 0.85575 | 0.92158
2019-07-31 20:00 | 43677.8333 | 0.058276 | 0.077701 | 0.097126 | 0.11655 | 0.13598 | 0.1554 | 0.17483 | 0.19425 | 0.21368 | 0.2331 | 0.25253 | 0.27195
2019-07-31 21:00 | 43677.875 | 0 | 0 | 0 | 0 | 0 | 0 | 0 | 0 | 0 | 0 | 0 | 0
2019-07-31 22:00 | 43677.9167 | 0 | 0 | 0 | 0 | 0 | 0 | 0 | 0 | 0 | 0 | 0 | 0
2019-07-31 23:00 | 43677.9583 | 0 | 0 | 0 | 0 | 0 | 0 | 0 | 0 | 0 | 0 | 0 | 0
2019-08-01 | 43678 | 0 | 0 | 0 | 0 | 0 | 0 | 0 | 0 | 0 | 0 | 0 | 0
2019-08-01 01:00 | 43678.0417 | 0 | 0 | 0 | 0 | 0 | 0 | 0 | 0 | 0 | 0 | 0 | 0
2019-08-01 02:00 | 43678.0833 | 0 | 0 | 0 | 0 | 0 | 0 | 0 | 0 | 0 | 0 | 0 | 0
2019-08-01 03:00 | 43678.125 | 0 | 0 | 0 | 0 | 0 | 0 | 0 | 0 | 0 | 0 | 0 | 0
2019-08-01 04:00 | 43678.1667 | 0 | 0 | 0 | 0 | 0 | 0 | 0 | 0 | 0 | 0 | 0 | 0
2019-08-01 05:00 | 43678.2083 | 0 | 0 | 0 | 0 | 0 | 0 | 0 | 0 | 0 | 0 | 0 | 0
2019-08-01 06:00 | 43678.25 | 0.0141 | 0.0188 | 0.023499 | 0.028199 | 0.032899 | 0.037599 | 0.042299 | 0.046999 | 0.051699 | 0.056399 | 0.061098 | 0.065798
2019-08-01 07:00 | 43678.2917 | 0.18476 | 0.24635 | 0.30793 | 0.36952 | 0.43111 | 0.49269 | 0.55428 | 0.61587 | 0.67745 | 0.73904 | 0.80063 | 0.86221
2019-08-01 08:00 | 43678.3333 | 0.49772 | 0.66363 | 0.82954 | 0.99545 | 1.1614 | 1.3273 | 1.4932 | 1.6591 | 1.825 | 1.9909 | 2.1568 | 2.3227
2019-08-01 09:00 | 43678.375 | 0.77949 | 1.0393 | 1.2991 | 1.559 | 1.8188 | 2.0786 | 2.3385 | 2.5983 | 2.8581 | 3.1179 | 3.3778 | 3.6376
2019-08-01 10:00 | 43678.4167 | 1.0831 | 1.4441 | 1.8051 | 2.1661 | 2.5271 | 2.8882 | 3.2492 | 3.6102 | 3.9712 | 4.3322 | 4.6933 | 5.0543
2019-08-01 11:00 | 43678.4583 | 1.3094 | 1.7458 | 2.1823 | 2.6187 | 3.0552 | 3.4916 | 3.9281 | 4.3645 | 4.801 | 5.2374 | 5.6739 | 6.1103
2019-08-01 12:00 | 43678.5 | 1.39 | 1.8534 | 2.3167 | 2.78 | 3.2434 | 3.7067 | 4.17 | 4.6334 | 5.0967 | 5.5601 | 6.0234 | 6.4867
2019-08-01 13:00 | 43678.5417 | 1.3926 | 1.8568 | 2.321 | 2.7852 | 3.2494 | 3.7136 | 4.1778 | 4.642 | 5.1062 | 5.5704 | 6.0346 | 6.4988
2019-08-01 14:00 | 43678.5833 | 1.1959 | 1.5945 | 1.9931 | 2.3917 | 2.7904 | 3.189 | 3.5876 | 3.9862 | 4.3849 | 4.7835 | 5.1821 | 5.5807
2019-08-01 15:00 | 43678.625 | 1.1701 | 1.5602 | 1.9502 | 2.3403 | 2.7303 | 3.1204 | 3.5104 | 3.9005 | 4.2905 | 4.6806 | 5.0706 | 5.4607
2019-08-01 16:00 | 43678.6667 | 0.94515 | 1.2602 | 1.5752 | 1.8903 | 2.2053 | 2.5204 | 2.8354 | 3.1505 | 3.4655 | 3.7806 | 4.0956 | 4.4107
2019-08-01 17:00 | 43678.7083 | 0.58956 | 0.78609 | 0.98261 | 1.1791 | 1.3756 | 1.5722 | 1.7687 | 1.9652 | 2.1617 | 2.3583 | 2.5548 | 2.7513
2019-08-01 18:00 | 43678.75 | 0.32525 | 0.43367 | 0.54208 | 0.6505 | 0.75891 | 0.86733 | 0.97575 | 1.0842 | 1.1926 | 1.301 | 1.4094 | 1.5178
2019-08-01 19:00 | 43678.7917 | 0.10477 | 0.13969 | 0.17461 | 0.20954 | 0.24446 | 0.27938 | 0.3143 | 0.34923 | 0.38415 | 0.41907 | 0.454 | 0.48892
2019-08-01 20:00 | 43678.8333 | 0.0026953 | 0.0035937 | 0.0044921 | 0.0053906 | 0.006289 | 0.0071874 | 0.0080858 | 0.0089843 | 0.0098827 | 0.010781 | 0.01168 | 0.012578
2019-08-01 21:00 | 43678.875 | 0 | 0 | 0 | 0 | 0 | 0 | 0 | 0 | 0 | 0 | 0 | 0
2019-08-01 22:00 | 43678.9167 | 0 | 0 | 0 | 0 | 0 | 0 | 0 | 0 | 0 | 0 | 0 | 0
2019-08-01 23:00 | 43678.9583 | 0 | 0 | 0 | 0 | 0 | 0 | 0 | 0 | 0 | 0 | 0 | 0
2019-08-02 | 43679 | 0 | 0 | 0 | 0 | 0 | 0 | 0 | 0 | 0 | 0 | 0 | 0
2019-08-02 01:00 | 43679.0417 | 0 | 0 | 0 | 0 | 0 | 0 | 0 | 0 | 0 | 0 | 0 | 0
2019-08-02 02:00 | 43679.0833 | 0 | 0 | 0 | 0 | 0 | 0 | 0 | 0 | 0 | 0 | 0 | 0
2019-08-02 03:00 | 43679.125 | 0 | 0 | 0 | 0 | 0 | 0 | 0 | 0 | 0 | 0 | 0 | 0
2019-08-02 04:00 | 43679.1667 | 0 | 0 | 0 | 0 | 0 | 0 | 0 | 0 | 0 | 0 | 0 | 0
2019-08-02 05:00 | 43679.2083 | 0 | 0 | 0 | 0 | 0 | 0 | 0 | 0 | 0 | 0 | 0 | 0
2019-08-02 06:00 | 43679.25 | 0.014641 | 0.019522 | 0.024402 | 0.029282 | 0.034163 | 0.039043 | 0.043923 | 0.048804 | 0.053684 | 0.058565 | 0.063445 | 0.068325
2019-08-02 07:00 | 43679.2917 | 0.1931 | 0.25746 | 0.32183 | 0.38619 | 0.45056 | 0.51492 | 0.57929 | 0.64366 | 0.70802 | 0.77239 | 0.83675 | 0.90112
2019-08-02 08:00 | 43679.3333 | 0.6157 | 0.82094 | 1.0262 | 1.2314 | 1.4366 | 1.6419 | 1.8471 | 2.0523 | 2.2576 | 2.4628 | 2.668 | 2.8733
2019-08-02 09:00 | 43679.375 | 1.135 | 1.5133 | 1.8917 | 2.27 | 2.6483 | 3.0267 | 3.405 | 3.7833 | 4.1617 | 4.54 | 4.9183 | 5.2967
2019-08-02 10:00 | 43679.4167 | 1.5558 | 2.0744 | 2.593 | 3.1116 | 3.6302 | 4.1488 | 4.6674 | 5.1859 | 5.7045 | 6.2231 | 6.7417 | 7.2603
2019-08-02 11:00 | 43679.4583 | 1.9421 | 2.5895 | 3.2368 | 3.8842 | 4.5315 | 5.1789 | 5.8263 | 6.4736 | 7.121 | 7.7684 | 8.4157 | 9.0631
2019-08-02 12:00 | 43679.5 | 2.0816 | 2.7755 | 3.4694 | 4.1632 | 4.8571 | 5.551 | 6.2448 | 6.9387 | 7.6326 | 8.3265 | 9.0203 | 9.7142
2019-08-02 13:00 | 43679.5417 | 1.9829 | 2.6439 | 3.3049 | 3.9659 | 4.6268 | 5.2878 | 5.9488 | 6.6098 | 7.2707 | 7.9317 | 8.5927 | 9.2537
2019-08-02 14:00 | 43679.5833 | 1.9283 | 2.571 | 3.2138 | 3.8566 | 4.4993 | 5.1421 | 5.7848 | 6.4276 | 7.0703 | 7.7131 | 8.3559 | 8.9986
2019-08-02 15:00 | 43679.625 | 1.7513 | 2.335 | 2.9188 | 3.5025 | 4.0863 | 4.6701 | 5.2538 | 5.8376 | 6.4213 | 7.0051 | 7.5889 | 8.1726
2019-08-02 16:00 | 43679.6667 | 1.3212 | 1.7616 | 2.202 | 2.6424 | 3.0828 | 3.5232 | 3.9636 | 4.404 | 4.8444 | 5.2848 | 5.7252 | 6.1656
2019-08-02 17:00 | 43679.7083 | 0.93805 | 1.2507 | 1.5634 | 1.8761 | 2.1888 | 2.5015 | 2.8142 | 3.1268 | 3.4395 | 3.7522 | 4.0649 | 4.3776
2019-08-02 18:00 | 43679.75 | 0.50872 | 0.6783 | 0.84787 | 1.0174 | 1.187 | 1.3566 | 1.5262 | 1.6957 | 1.8653 | 2.0349 | 2.2045 | 2.374
2019-08-02 19:00 | 43679.7917 | 0.164 | 0.21866 | 0.27333 | 0.32799 | 0.38266 | 0.43733 | 0.49199 | 0.54666 | 0.60132 | 0.65599 | 0.71065 | 0.76532
2019-08-02 20:00 | 43679.8333 | 0.0026523 | 0.0035364 | 0.0044205 | 0.0053046 | 0.0061886 | 0.0070727 | 0.0079568 | 0.0088409 | 0.009725 | 0.010609 | 0.011493 | 0.012377
2019-08-02 21:00 | 43679.875 | 0 | 0 | 0 | 0 | 0 | 0 | 0 | 0 | 0 | 0 | 0 | 0
2019-08-02 22:00 | 43679.9167 | 0 | 0 | 0 | 0 | 0 | 0 | 0 | 0 | 0 | 0 | 0 | 0
2019-08-02 23:00 | 43679.9583 | 0 | 0 | 0 | 0 | 0 | 0 | 0 | 0 | 0 | 0 | 0 | 0
2019-08-03 | 43680 | 0 | 0 | 0 | 0 | 0 | 0 | 0 | 0 | 0 | 0 | 0 | 0
2019-08-03 01:00 | 43680.0417 | 0 | 0 | 0 | 0 | 0 | 0 | 0 | 0 | 0 | 0 | 0 | 0
2019-08-03 02:00 | 43680.0833 | 0 | 0 | 0 | 0 | 0 | 0 | 0 | 0 | 0 | 0 | 0 | 0
2019-08-03 03:00 | 43680.125 | 0 | 0 | 0 | 0 | 0 | 0 | 0 | 0 | 0 | 0 | 0 | 0
2019-08-03 04:00 | 43680.1667 | 0 | 0 | 0 | 0 | 0 | 0 | 0 | 0 | 0 | 0 | 0 | 0
2019-08-03 05:00 | 43680.2083 | 0 | 0 | 0 | 0 | 0 | 0 | 0 | 0 | 0 | 0 | 0 | 0
2019-08-03 06:00 | 43680.25 | 0.021049 | 0.028065 | 0.035081 | 0.042097 | 0.049113 | 0.05613 | 0.063146 | 0.070162 | 0.077178 | 0.084194 | 0.091211 | 0.098227
2019-08-03 07:00 | 43680.2917 | 0.22645 | 0.30194 | 0.37742 | 0.4529 | 0.52839 | 0.60387 | 0.67935 | 0.75484 | 0.83032 | 0.90581 | 0.98129 | 1.0568
2019-08-03 08:00 | 43680.3333 | 0.77235 | 1.0298 | 1.2873 | 1.5447 | 1.8022 | 2.0596 | 2.3171 | 2.5745 | 2.832 | 3.0894 | 3.3469 | 3.6043
2019-08-03 09:00 | 43680.375 | 1.3439 | 1.7918 | 2.2398 | 2.6878 | 3.1357 | 3.5837 | 4.0316 | 4.4796 | 4.9276 | 5.3755 | 5.8235 | 6.2714
2019-08-03 10:00 | 43680.4167 | 2.0786 | 2.7715 | 3.4644 | 4.1573 | 4.8502 | 5.5431 | 6.2359 | 6.9288 | 7.6217 | 8.3146 | 9.0075 | 9.7003
2019-08-03 11:00 | 43680.4583 | 0.79398 | 1.0586 | 1.3233 | 1.588 | 1.8526 | 2.1173 | 2.3819 | 2.6466 | 2.9113 | 3.1759 | 3.4406 | 3.7053
2019-08-03 12:00 | 43680.5 | 1.1154 | 1.4872 | 1.859 | 2.2308 | 2.6026 | 2.9745 | 3.3463 | 3.7181 | 4.0899 | 4.4617 | 4.8335 | 5.2053
2019-08-03 13:00 | 43680.5417 | 1.4231 | 1.8974 | 2.3718 | 2.8462 | 3.3205 | 3.7949 | 4.2692 | 4.7436 | 5.218 | 5.6923 | 6.1667 | 6.6411
2019-08-03 14:00 | 43680.5833 | 1.2614 | 1.6818 | 2.1023 | 2.5227 | 2.9432 | 3.3637 | 3.7841 | 4.2046 | 4.625 | 5.0455 | 5.4659 | 5.8864
2019-08-03 15:00 | 43680.625 | 1.2059 | 1.6079 | 2.0098 | 2.4118 | 2.8138 | 3.2157 | 3.6177 | 4.0197 | 4.4216 | 4.8236 | 5.2256 | 5.6275
2019-08-03 16:00 | 43680.6667 | 1.4194 | 1.8925 | 2.3656 | 2.8387 | 3.3119 | 3.785 | 4.2581 | 4.7312 | 5.2044 | 5.6775 | 6.1506 | 6.6237
2019-08-03 17:00 | 43680.7083 | 0.97479 | 1.2997 | 1.6246 | 1.9496 | 2.2745 | 2.5994 | 2.9244 | 3.2493 | 3.5742 | 3.8991 | 4.2241 | 4.549
2019-08-03 18:00 | 43680.75 | 0.77426 | 1.0323 | 1.2904 | 1.5485 | 1.8066 | 2.0647 | 2.3228 | 2.5809 | 2.839 | 3.097 | 3.3551 | 3.6132
2019-08-03 19:00 | 43680.7917 | 0.18627 | 0.24836 | 0.31045 | 0.37254 | 0.43463 | 0.49672 | 0.55881 | 0.6209 | 0.68299 | 0.74508 | 0.80717 | 0.86926
2019-08-03 20:00 | 43680.8333 | 0.033523 | 0.044697 | 0.055872 | 0.067046 | 0.078221 | 0.089395 | 0.10057 | 0.11174 | 0.12292 | 0.13409 | 0.14527 | 0.15644
2019-08-03 21:00 | 43680.875 | 0 | 0 | 0 | 0 | 0 | 0 | 0 | 0 | 0 | 0 | 0 | 0
2019-08-03 22:00 | 43680.9167 | 0 | 0 | 0 | 0 | 0 | 0 | 0 | 0 | 0 | 0 | 0 | 0
2019-08-03 23:00 | 43680.9583 | 0 | 0 | 0 | 0 | 0 | 0 | 0 | 0 | 0 | 0 | 0 | 0
2019-08-04 | 43681 | 0 | 0 | 0 | 0 | 0 | 0 | 0 | 0 | 0 | 0 | 0 | 0
2019-08-04 01:00 | 43681.0417 | 0 | 0 | 0 | 0 | 0 | 0 | 0 | 0 | 0 | 0 | 0 | 0
2019-08-04 02:00 | 43681.0833 | 0 | 0 | 0 | 0 | 0 | 0 | 0 | 0 | 0 | 0 | 0 | 0
2019-08-04 03:00 | 43681.125 | 0 | 0 | 0 | 0 | 0 | 0 | 0 | 0 | 0 | 0 | 0 | 0
2019-08-04 04:00 | 43681.1667 | 0 | 0 | 0 | 0 | 0 | 0 | 0 | 0 | 0 | 0 | 0 | 0
2019-08-04 05:00 | 43681.2083 | 0 | 0 | 0 | 0 | 0 | 0 | 0 | 0 | 0 | 0 | 0 | 0
2019-08-04 06:00 | 43681.25 | 0.014974 | 0.019966 | 0.024957 | 0.029949 | 0.03494 | 0.039932 | 0.044923 | 0.049915 | 0.054906 | 0.059898 | 0.064889 | 0.069881
2019-08-04 07:00 | 43681.2917 | 0.19044 | 0.25391 | 0.31739 | 0.38087 | 0.44435 | 0.50783 | 0.57131 | 0.63479 | 0.69826 | 0.76174 | 0.82522 | 0.8887
2019-08-04 08:00 | 43681.3333 | 0.66316 | 0.88421 | 1.1053 | 1.3263 | 1.5474 | 1.7684 | 1.9895 | 2.2105 | 2.4316 | 2.6526 | 2.8737 | 3.0947
2019-08-04 09:00 | 43681.375 | 1.1794 | 1.5725 | 1.9656 | 2.3587 | 2.7519 | 3.145 | 3.5381 | 3.9312 | 4.3244 | 4.7175 | 5.1106 | 5.5037
2019-08-04 10:00 | 43681.4167 | 1.6543 | 2.2058 | 2.7572 | 3.3086 | 3.8601 | 4.4115 | 4.9629 | 5.5144 | 6.0658 | 6.6173 | 7.1687 | 7.7201
2019-08-04 11:00 | 43681.4583 | 2.1026 | 2.8035 | 3.5044 | 4.2053 | 4.9061 | 5.607 | 6.3079 | 7.0088 | 7.7096 | 8.4105 | 9.1114 | 9.8123
2019-08-04 12:00 | 43681.5 | 2.4197 | 3.2263 | 4.0328 | 4.8394 | 5.6459 | 6.4525 | 7.2591 | 8.0656 | 8.8722 | 9.6788 | 10.4853 | 11.2919
2019-08-04 13:00 | 43681.5417 | 2.5202 | 3.3603 | 4.2004 | 5.0404 | 5.8805 | 6.7206 | 7.5607 | 8.4007 | 9.2408 | 10.0809 | 10.921 | 11.761
2019-08-04 14:00 | 43681.5833 | 2.369 | 3.1587 | 3.9484 | 4.7381 | 5.5277 | 6.3174 | 7.1071 | 7.8968 | 8.6864 | 9.4761 | 10.2658 | 11.0555
2019-08-04 15:00 | 43681.625 | 2.0994 | 2.7992 | 3.499 | 4.1988 | 4.8986 | 5.5984 | 6.2982 | 6.998 | 7.6978 | 8.3976 | 9.0974 | 9.7971
2019-08-04 16:00 | 43681.6667 | 1.7196 | 2.2928 | 2.866 | 3.4392 | 4.0125 | 4.5857 | 5.1589 | 5.7321 | 6.3053 | 6.8785 | 7.4517 | 8.0249
2019-08-04 17:00 | 43681.7083 | 1.17 | 1.56 | 1.95 | 2.34 | 2.73 | 3.12 | 3.51 | 3.8999 | 4.2899 | 4.6799 | 5.0699 | 5.4599
2019-08-04 18:00 | 43681.75 | 0.61517 | 0.82023 | 1.0253 | 1.2303 | 1.4354 | 1.6405 | 1.8455 | 2.0506 | 2.2556 | 2.4607 | 2.6657 | 2.8708
2019-08-04 19:00 | 43681.7917 | 0.18699 | 0.24931 | 0.31164 | 0.37397 | 0.4363 | 0.49863 | 0.56096 | 0.62329 | 0.68562 | 0.74794 | 0.81027 | 0.8726
2019-08-04 20:00 | 43681.8333 | 0.013585 | 0.018113 | 0.022641 | 0.027169 | 0.031698 | 0.036226 | 0.040754 | 0.045282 | 0.049811 | 0.054339 | 0.058867 | 0.063395
2019-08-04 21:00 | 43681.875 | 0 | 0 | 0 | 0 | 0 | 0 | 0 | 0 | 0 | 0 | 0 | 0
2019-08-04 22:00 | 43681.9167 | 0 | 0 | 0 | 0 | 0 | 0 | 0 | 0 | 0 | 0 | 0 | 0
2019-08-04 23:00 | 43681.9583 | 0 | 0 | 0 | 0 | 0 | 0 | 0 | 0 | 0 | 0 | 0 | 0
2019-08-05 | 43682 | 0 | 0 | 0 | 0 | 0 | 0 | 0 | 0 | 0 | 0 | 0 | 0
2019-08-05 01:00 | 43682.0417 | 0 | 0 | 0 | 0 | 0 | 0 | 0 | 0 | 0 | 0 | 0 | 0
2019-08-05 02:00 | 43682.0833 | 0 | 0 | 0 | 0 | 0 | 0 | 0 | 0 | 0 | 0 | 0 | 0
2019-08-05 03:00 | 43682.125 | 0 | 0 | 0 | 0 | 0 | 0 | 0 | 0 | 0 | 0 | 0 | 0
2019-08-05 04:00 | 43682.1667 | 0 | 0 | 0 | 0 | 0 | 0 | 0 | 0 | 0 | 0 | 0 | 0
2019-08-05 05:00 | 43682.2083 | 0 | 0 | 0 | 0 | 0 | 0 | 0 | 0 | 0 | 0 | 0 | 0
2019-08-05 06:00 | 43682.25 | 0.012538 | 0.016717 | 0.020896 | 0.025076 | 0.029255 | 0.033434 | 0.037613 | 0.041793 | 0.045972 | 0.050151 | 0.05433 | 0.05851
2019-08-05 07:00 | 43682.2917 | 0.17956 | 0.23942 | 0.29927 | 0.35913 | 0.41898 | 0.47883 | 0.53869 | 0.59854 | 0.6584 | 0.71825 | 0.77811 | 0.83796
2019-08-05 08:00 | 43682.3333 | 0.52377 | 0.69836 | 0.87295 | 1.0475 | 1.2221 | 1.3967 | 1.5713 | 1.7459 | 1.9205 | 2.0951 | 2.2697 | 2.4443
2019-08-05 09:00 | 43682.375 | 0.88185 | 1.1758 | 1.4698 | 1.7637 | 2.0577 | 2.3516 | 2.6456 | 2.9395 | 3.2335 | 3.5274 | 3.8214 | 4.1153
2019-08-05 10:00 | 43682.4167 | 1.1149 | 1.4865 | 1.8582 | 2.2298 | 2.6014 | 2.973 | 3.3447 | 3.7163 | 4.0879 | 4.4596 | 4.8312 | 5.2028
2019-08-05 11:00 | 43682.4583 | 1.4504 | 1.9338 | 2.4173 | 2.9007 | 3.3842 | 3.8676 | 4.3511 | 4.8346 | 5.318 | 5.8015 | 6.2849 | 6.7684
2019-08-05 12:00 | 43682.5 | 1.5824 | 2.1099 | 2.6373 | 3.1648 | 3.6923 | 4.2197 | 4.7472 | 5.2747 | 5.8021 | 6.3296 | 6.8571 | 7.3845
2019-08-05 13:00 | 43682.5417 | 1.5572 | 2.0762 | 2.5953 | 3.1143 | 3.6334 | 4.1524 | 4.6715 | 5.1905 | 5.7096 | 6.2286 | 6.7477 | 7.2667
2019-08-05 14:00 | 43682.5833 | 1.4871 | 1.9828 | 2.4785 | 2.9742 | 3.4699 | 3.9656 | 4.4613 | 4.957 | 5.4527 | 5.9484 | 6.444 | 6.9397
2019-08-05 15:00 | 43682.625 | 1.3225 | 1.7633 | 2.2041 | 2.6449 | 3.0857 | 3.5265 | 3.9674 | 4.4082 | 4.849 | 5.2898 | 5.7306 | 6.1715
2019-08-05 16:00 | 43682.6667 | 1.1004 | 1.4671 | 1.8339 | 2.2007 | 2.5675 | 2.9343 | 3.3011 | 3.6679 | 4.0347 | 4.4014 | 4.7682 | 5.135
2019-08-05 17:00 | 43682.7083 | 0.81766 | 1.0902 | 1.3628 | 1.6353 | 1.9079 | 2.1804 | 2.453 | 2.7255 | 2.9981 | 3.2706 | 3.5432 | 3.8157
2019-08-05 18:00 | 43682.75 | 0.43893 | 0.58524 | 0.73155 | 0.87786 | 1.0242 | 1.1705 | 1.3168 | 1.4631 | 1.6094 | 1.7557 | 1.902 | 2.0483
2019-08-05 19:00 | 43682.7917 | 0.15102 | 0.20136 | 0.2517 | 0.30204 | 0.35238 | 0.40272 | 0.45306 | 0.5034 | 0.55374 | 0.60408 | 0.65442 | 0.70477
2019-08-05 20:00 | 43682.8333 | 0.0026768 | 0.0035691 | 0.0044614 | 0.0053537 | 0.006246 | 0.0071382 | 0.0080305 | 0.0089228 | 0.0098151 | 0.010707 | 0.0116 | 0.012492
2019-08-05 21:00 | 43682.875 | 0 | 0 | 0 | 0 | 0 | 0 | 0 | 0 | 0 | 0 | 0 | 0
2019-08-05 22:00 | 43682.9167 | 0 | 0 | 0 | 0 | 0 | 0 | 0 | 0 | 0 | 0 | 0 | 0
2019-08-05 23:00 | 43682.9583 | 0 | 0 | 0 | 0 | 0 | 0 | 0 | 0 | 0 | 0 | 0 | 0
2019-08-06 | 43683 | 0 | 0 | 0 | 0 | 0 | 0 | 0 | 0 | 0 | 0 | 0 | 0
2019-08-06 01:00 | 43683.0417 | 0 | 0 | 0 | 0 | 0 | 0 | 0 | 0 | 0 | 0 | 0 | 0
2019-08-06 02:00 | 43683.0833 | 0 | 0 | 0 | 0 | 0 | 0 | 0 | 0 | 0 | 0 | 0 | 0
2019-08-06 03:00 | 43683.125 | 0 | 0 | 0 | 0 | 0 | 0 | 0 | 0 | 0 | 0 | 0 | 0
2019-08-06 04:00 | 43683.1667 | 0 | 0 | 0 | 0 | 0 | 0 | 0 | 0 | 0 | 0 | 0 | 0
2019-08-06 05:00 | 43683.2083 | 0 | 0 | 0 | 0 | 0 | 0 | 0 | 0 | 0 | 0 | 0 | 0
2019-08-06 06:00 | 43683.25 | 0.0046548 | 0.0062065 | 0.0077581 | 0.0093097 | 0.010861 | 0.012413 | 0.013965 | 0.015516 | 0.017068 | 0.018619 | 0.020171 | 0.021723
2019-08-06 07:00 | 43683.2917 | 0.12304 | 0.16405 | 0.20507 | 0.24608 | 0.2871 | 0.32811 | 0.36912 | 0.41014 | 0.45115 | 0.49216 | 0.53318 | 0.57419
2019-08-06 08:00 | 43683.3333 | 0.28677 | 0.38236 | 0.47795 | 0.57354 | 0.66913 | 0.76472 | 0.86032 | 0.95591 | 1.0515 | 1.1471 | 1.2427 | 1.3383
2019-08-06 09:00 | 43683.375 | 0.47396 | 0.63195 | 0.78994 | 0.94792 | 1.1059 | 1.2639 | 1.4219 | 1.5799 | 1.7379 | 1.8958 | 2.0538 | 2.2118
2019-08-06 10:00 | 43683.4167 | 0.65702 | 0.87603 | 1.095 | 1.314 | 1.5331 | 1.7521 | 1.9711 | 2.1901 | 2.4091 | 2.6281 | 2.8471 | 3.0661
2019-08-06 11:00 | 43683.4583 | 0.71611 | 0.95482 | 1.1935 | 1.4322 | 1.6709 | 1.9096 | 2.1483 | 2.387 | 2.6258 | 2.8645 | 3.1032 | 3.3419
2019-08-06 12:00 | 43683.5 | 0.85506 | 1.1401 | 1.4251 | 1.7101 | 1.9951 | 2.2801 | 2.5652 | 2.8502 | 3.1352 | 3.4202 | 3.7052 | 3.9903
2019-08-06 13:00 | 43683.5417 | 0.8732 | 1.1643 | 1.4553 | 1.7464 | 2.0375 | 2.3285 | 2.6196 | 2.9107 | 3.2017 | 3.4928 | 3.7839 | 4.0749
2019-08-06 14:00 | 43683.5833 | 0.83236 | 1.1098 | 1.3873 | 1.6647 | 1.9422 | 2.2196 | 2.4971 | 2.7745 | 3.052 | 3.3294 | 3.6069 | 3.8843
2019-08-06 15:00 | 43683.625 | 0.73486 | 0.97981 | 1.2248 | 1.4697 | 1.7147 | 1.9596 | 2.2046 | 2.4495 | 2.6945 | 2.9394 | 3.1844 | 3.4293
2019-08-06 16:00 | 43683.6667 | 0.60866 | 0.81154 | 1.0144 | 1.2173 | 1.4202 | 1.6231 | 1.826 | 2.0289 | 2.2317 | 2.4346 | 2.6375 | 2.8404
2019-08-06 17:00 | 43683.7083 | 0.4799 | 0.63986 | 0.79983 | 0.95979 | 1.1198 | 1.2797 | 1.4397 | 1.5997 | 1.7596 | 1.9196 | 2.0795 | 2.2395
2019-08-06 18:00 | 43683.75 | 0.2721 | 0.3628 | 0.4535 | 0.5442 | 0.6349 | 0.7256 | 0.8163 | 0.907 | 0.9977 | 1.0884 | 1.1791 | 1.2698
2019-08-06 19:00 | 43683.7917 | 0.1006 | 0.13414 | 0.16767 | 0.20121 | 0.23474 | 0.26828 | 0.30181 | 0.33535 | 0.36888 | 0.40242 | 0.43595 | 0.46948
2019-08-06 20:00 | 43683.8333 | 0.0027661 | 0.0036882 | 0.0046102 | 0.0055323 | 0.0064543 | 0.0073764 | 0.0082984 | 0.0092205 | 0.010142 | 0.011065 | 0.011987 | 0.012909
2019-08-06 21:00 | 43683.875 | 0 | 0 | 0 | 0 | 0 | 0 | 0 | 0 | 0 | 0 | 0 | 0
2019-08-06 22:00 | 43683.9167 | 0 | 0 | 0 | 0 | 0 | 0 | 0 | 0 | 0 | 0 | 0 | 0
2019-08-06 23:00 | 43683.9583 | 0 | 0 | 0 | 0 | 0 | 0 | 0 | 0 | 0 | 0 | 0 | 0
2019-08-07 | 43684 | 0 | 0 | 0 | 0 | 0 | 0 | 0 | 0 | 0 | 0 | 0 | 0
2019-08-07 01:00 | 43684.0417 | 0 | 0 | 0 | 0 | 0 | 0 | 0 | 0 | 0 | 0 | 0 | 0
2019-08-07 02:00 | 43684.0833 | 0 | 0 | 0 | 0 | 0 | 0 | 0 | 0 | 0 | 0 | 0 | 0
2019-08-07 03:00 | 43684.125 | 0 | 0 | 0 | 0 | 0 | 0 | 0 | 0 | 0 | 0 | 0 | 0
2019-08-07 04:00 | 43684.1667 | 0 | 0 | 0 | 0 | 0 | 0 | 0 | 0 | 0 | 0 | 0 | 0
2019-08-07 05:00 | 43684.2083 | 0 | 0 | 0 | 0 | 0 | 0 | 0 | 0 | 0 | 0 | 0 | 0
2019-08-07 06:00 | 43684.25 | 0.0030363 | 0.0040484 | 0.0050606 | 0.0060727 | 0.0070848 | 0.0080969 | 0.009109 | 0.010121 | 0.011133 | 0.012145 | 0.013157 | 0.01417
2019-08-07 07:00 | 43684.2917 | 0.17382 | 0.23176 | 0.28969 | 0.34763 | 0.40557 | 0.46351 | 0.52145 | 0.57939 | 0.63733 | 0.69527 | 0.7532 | 0.81114
2019-08-07 08:00 | 43684.3333 | 0.56169 | 0.74893 | 0.93616 | 1.1234 | 1.3106 | 1.4979 | 1.6851 | 1.8723 | 2.0595 | 2.2468 | 2.434 | 2.6212
2019-08-07 09:00 | 43684.375 | 0.93084 | 1.2411 | 1.5514 | 1.8617 | 2.172 | 2.4822 | 2.7925 | 3.1028 | 3.4131 | 3.7233 | 4.0336 | 4.3439
2019-08-07 10:00 | 43684.4167 | 0.61055 | 0.81407 | 1.0176 | 1.2211 | 1.4246 | 1.6281 | 1.8317 | 2.0352 | 2.2387 | 2.4422 | 2.6457 | 2.8492
2019-08-07 11:00 | 43684.4583 | 0.68489 | 0.91318 | 1.1415 | 1.3698 | 1.5981 | 1.8264 | 2.0547 | 2.283 | 2.5113 | 2.7395 | 2.9678 | 3.1961
2019-08-07 12:00 | 43684.5 | 0.64192 | 0.85589 | 1.0699 | 1.2838 | 1.4978 | 1.7118 | 1.9258 | 2.1397 | 2.3537 | 2.5677 | 2.7816 | 2.9956
2019-08-07 13:00 | 43684.5417 | 0.45822 | 0.61097 | 0.76371 | 0.91645 | 1.0692 | 1.2219 | 1.3747 | 1.5274 | 1.6802 | 1.8329 | 1.9856 | 2.1384
2019-08-07 14:00 | 43684.5833 | 0.74318 | 0.99091 | 1.2386 | 1.4864 | 1.7341 | 1.9818 | 2.2296 | 2.4773 | 2.725 | 2.9727 | 3.2205 | 3.4682
2019-08-07 15:00 | 43684.625 | 1.7178 | 2.2905 | 2.8631 | 3.4357 | 4.0083 | 4.5809 | 5.1535 | 5.7262 | 6.2988 | 6.8714 | 7.444 | 8.0166
2019-08-07 16:00 | 43684.6667 | 1.6785 | 2.238 | 2.7975 | 3.357 | 3.9165 | 4.476 | 5.0355 | 5.595 | 6.1545 | 6.714 | 7.2735 | 7.833
2019-08-07 17:00 | 43684.7083 | 1.1881 | 1.5841 | 1.9801 | 2.3762 | 2.7722 | 3.1682 | 3.5642 | 3.9603 | 4.3563 | 4.7523 | 5.1483 | 5.5444
2019-08-07 18:00 | 43684.75 | 0.57816 | 0.77088 | 0.9636 | 1.1563 | 1.349 | 1.5418 | 1.7345 | 1.9272 | 2.1199 | 2.3126 | 2.5054 | 2.6981
2019-08-07 19:00 | 43684.7917 | 0.17997 | 0.23996 | 0.29996 | 0.35995 | 0.41994 | 0.47993 | 0.53992 | 0.59991 | 0.6599 | 0.71989 | 0.77988 | 0.83988
2019-08-07 20:00 | 43684.8333 | 0.029446 | 0.039262 | 0.049077 | 0.058893 | 0.068708 | 0.078523 | 0.088339 | 0.098154 | 0.10797 | 0.11779 | 0.1276 | 0.13742
2019-08-07 21:00 | 43684.875 | 0 | 0 | 0 | 0 | 0 | 0 | 0 | 0 | 0 | 0 | 0 | 0
2019-08-07 22:00 | 43684.9167 | 0 | 0 | 0 | 0 | 0 | 0 | 0 | 0 | 0 | 0 | 0 | 0
2019-08-07 23:00 | 43684.9583 | 0 | 0 | 0 | 0 | 0 | 0 | 0 | 0 | 0 | 0 | 0 | 0
2019-08-08 | 43685 | 0 | 0 | 0 | 0 | 0 | 0 | 0 | 0 | 0 | 0 | 0 | 0
2019-08-08 01:00 | 43685.0417 | 0 | 0 | 0 | 0 | 0 | 0 | 0 | 0 | 0 | 0 | 0 | 0
2019-08-08 02:00 | 43685.0833 | 0 | 0 | 0 | 0 | 0 | 0 | 0 | 0 | 0 | 0 | 0 | 0
2019-08-08 03:00 | 43685.125 | 0 | 0 | 0 | 0 | 0 | 0 | 0 | 0 | 0 | 0 | 0 | 0
2019-08-08 04:00 | 43685.1667 | 0 | 0 | 0 | 0 | 0 | 0 | 0 | 0 | 0 | 0 | 0 | 0
2019-08-08 05:00 | 43685.2083 | 0 | 0 | 0 | 0 | 0 | 0 | 0 | 0 | 0 | 0 | 0 | 0
2019-08-08 06:00 | 43685.25 | 0.0048227 | 0.0064302 | 0.0080378 | 0.0096453 | 0.011253 | 0.01286 | 0.014468 | 0.016076 | 0.017683 | 0.019291 | 0.020898 | 0.022506
2019-08-08 07:00 | 43685.2917 | 0.1728 | 0.2304 | 0.288 | 0.3456 | 0.4032 | 0.4608 | 0.5184 | 0.576 | 0.6336 | 0.6912 | 0.7488 | 0.8064
2019-08-08 08:00 | 43685.3333 | 0.5389 | 0.71854 | 0.89817 | 1.0778 | 1.2574 | 1.4371 | 1.6167 | 1.7963 | 1.976 | 2.1556 | 2.3352 | 2.5149
2019-08-08 09:00 | 43685.375 | 1.0097 | 1.3463 | 1.6829 | 2.0194 | 2.356 | 2.6926 | 3.0291 | 3.3657 | 3.7023 | 4.0389 | 4.3754 | 4.712
2019-08-08 10:00 | 43685.4167 | 1.3838 | 1.845 | 2.3063 | 2.7676 | 3.2288 | 3.6901 | 4.1513 | 4.6126 | 5.0738 | 5.5351 | 5.9964 | 6.4576
2019-08-08 11:00 | 43685.4583 | 1.5564 | 2.0751 | 2.5939 | 3.1127 | 3.6315 | 4.1503 | 4.6691 | 5.1878 | 5.7066 | 6.2254 | 6.7442 | 7.263
2019-08-08 12:00 | 43685.5 | 1.78 | 2.3733 | 2.9666 | 3.56 | 4.1533 | 4.7466 | 5.3399 | 5.9333 | 6.5266 | 7.1199 | 7.7133 | 8.3066
2019-08-08 13:00 | 43685.5417 | 1.9037 | 2.5383 | 3.1728 | 3.8074 | 4.442 | 5.0765 | 5.7111 | 6.3457 | 6.9802 | 7.6148 | 8.2494 | 8.8839
2019-08-08 14:00 | 43685.5833 | 1.8401 | 2.4534 | 3.0668 | 3.6801 | 4.2935 | 4.9068 | 5.5202 | 6.1335 | 6.7469 | 7.3602 | 7.9736 | 8.5869
2019-08-08 15:00 | 43685.625 | 1.7226 | 2.2968 | 2.871 | 3.4452 | 4.0194 | 4.5936 | 5.1678 | 5.742 | 6.3162 | 6.8904 | 7.4646 | 8.0388
2019-08-08 16:00 | 43685.6667 | 1.3979 | 1.8639 | 2.3299 | 2.7959 | 3.2619 | 3.7279 | 4.1938 | 4.6598 | 5.1258 | 5.5918 | 6.0578 | 6.5238
2019-08-08 17:00 | 43685.7083 | 0.96044 | 1.2806 | 1.6007 | 1.9209 | 2.241 | 2.5612 | 2.8813 | 3.2015 | 3.5216 | 3.8417 | 4.1619 | 4.482
2019-08-08 18:00 | 43685.75 | 0.50778 | 0.67704 | 0.8463 | 1.0156 | 1.1848 | 1.3541 | 1.5233 | 1.6926 | 1.8619 | 2.0311 | 2.2004 | 2.3696
2019-08-08 19:00 | 43685.7917 | 0.14327 | 0.19102 | 0.23878 | 0.28653 | 0.33429 | 0.38205 | 0.4298 | 0.47756 | 0.52531 | 0.57307 | 0.62083 | 0.66858
2019-08-08 20:00 | 43685.8333 | 0.0011733 | 0.0015644 | 0.0019555 | 0.0023466 | 0.0027377 | 0.0031288 | 0.0035199 | 0.003911 | 0.0043021 | 0.0046932 | 0.0050843 | 0.0054754
2019-08-08 21:00 | 43685.875 | 0 | 0 | 0 | 0 | 0 | 0 | 0 | 0 | 0 | 0 | 0 | 0
2019-08-08 22:00 | 43685.9167 | 0 | 0 | 0 | 0 | 0 | 0 | 0 | 0 | 0 | 0 | 0 | 0
2019-08-08 23:00 | 43685.9583 | 0 | 0 | 0 | 0 | 0 | 0 | 0 | 0 | 0 | 0 | 0 | 0
2019-08-09 | 43686 | 0 | 0 | 0 | 0 | 0 | 0 | 0 | 0 | 0 | 0 | 0 | 0
2019-08-09 01:00 | 43686.0417 | 0 | 0 | 0 | 0 | 0 | 0 | 0 | 0 | 0 | 0 | 0 | 0
2019-08-09 02:00 | 43686.0833 | 0 | 0 | 0 | 0 | 0 | 0 | 0 | 0 | 0 | 0 | 0 | 0
2019-08-09 03:00 | 43686.125 | 0 | 0 | 0 | 0 | 0 | 0 | 0 | 0 | 0 | 0 | 0 | 0
2019-08-09 04:00 | 43686.1667 | 0 | 0 | 0 | 0 | 0 | 0 | 0 | 0 | 0 | 0 | 0 | 0
2019-08-09 05:00 | 43686.2083 | 0 | 0 | 0 | 0 | 0 | 0 | 0 | 0 | 0 | 0 | 0 | 0
2019-08-09 06:00 | 43686.25 | 0.0087282 | 0.011638 | 0.014547 | 0.017456 | 0.020366 | 0.023275 | 0.026184 | 0.029094 | 0.032003 | 0.034913 | 0.037822 | 0.040731
2019-08-09 07:00 | 43686.2917 | 0.19626 | 0.26168 | 0.32709 | 0.39251 | 0.45793 | 0.52335 | 0.58877 | 0.65419 | 0.71961 | 0.78503 | 0.85044 | 0.91586
2019-08-09 08:00 | 43686.3333 | 0.65246 | 0.86994 | 1.0874 | 1.3049 | 1.5224 | 1.7399 | 1.9574 | 2.1749 | 2.3923 | 2.6098 | 2.8273 | 3.0448
2019-08-09 09:00 | 43686.375 | 1.1881 | 1.5842 | 1.9802 | 2.3763 | 2.7723 | 3.1683 | 3.5644 | 3.9604 | 4.3565 | 4.7525 | 5.1486 | 5.5446
2019-08-09 10:00 | 43686.4167 | 1.6597 | 2.2129 | 2.7662 | 3.3194 | 3.8726 | 4.4259 | 4.9791 | 5.5323 | 6.0855 | 6.6388 | 7.192 | 7.7452
2019-08-09 11:00 | 43686.4583 | 2.054 | 2.7387 | 3.4234 | 4.1081 | 4.7927 | 5.4774 | 6.1621 | 6.8468 | 7.5315 | 8.2161 | 8.9008 | 9.5855
2019-08-09 12:00 | 43686.5 | 2.2226 | 2.9634 | 3.7043 | 4.4452 | 5.186 | 5.9269 | 6.6677 | 7.4086 | 8.1495 | 8.8903 | 9.6312 | 10.372
2019-08-09 13:00 | 43686.5417 | 2.2391 | 2.9854 | 3.7318 | 4.4781 | 5.2245 | 5.9708 | 6.7172 | 7.4635 | 8.2099 | 8.9562 | 9.7026 | 10.4489
2019-08-09 14:00 | 43686.5833 | 2.1733 | 2.8977 | 3.6221 | 4.3465 | 5.0709 | 5.7954 | 6.5198 | 7.2442 | 7.9686 | 8.693 | 9.4175 | 10.1419
2019-08-09 15:00 | 43686.625 | 1.9141 | 2.5522 | 3.1902 | 3.8283 | 4.4663 | 5.1044 | 5.7424 | 6.3805 | 7.0185 | 7.6566 | 8.2946 | 8.9327
2019-08-09 16:00 | 43686.6667 | 1.4825 | 1.9766 | 2.4708 | 2.965 | 3.4591 | 3.9533 | 4.4474 | 4.9416 | 5.4358 | 5.9299 | 6.4241 | 6.9183
2019-08-09 17:00 | 43686.7083 | 1.0223 | 1.3631 | 1.7038 | 2.0446 | 2.3854 | 2.7261 | 3.0669 | 3.4077 | 3.7484 | 4.0892 | 4.43 | 4.7707
2019-08-09 18:00 | 43686.75 | 0.50732 | 0.67643 | 0.84554 | 1.0146 | 1.1838 | 1.3529 | 1.522 | 1.6911 | 1.8602 | 2.0293 | 2.1984 | 2.3675
2019-08-09 19:00 | 43686.7917 | 0.13933 | 0.18578 | 0.23222 | 0.27866 | 0.32511 | 0.37155 | 0.418 | 0.46444 | 0.51088 | 0.55733 | 0.60377 | 0.65022
2019-08-09 20:00 | 43686.8333 | 0.0012055 | 0.0016074 | 0.0020092 | 0.0024111 | 0.0028129 | 0.0032147 | 0.0036166 | 0.0040184 | 0.0044203 | 0.0048221 | 0.005224 | 0.0056258
2019-08-09 21:00 | 43686.875 | 0 | 0 | 0 | 0 | 0 | 0 | 0 | 0 | 0 | 0 | 0 | 0
2019-08-09 22:00 | 43686.9167 | 0 | 0 | 0 | 0 | 0 | 0 | 0 | 0 | 0 | 0 | 0 | 0
2019-08-09 23:00 | 43686.9583 | 0 | 0 | 0 | 0 | 0 | 0 | 0 | 0 | 0 | 0 | 0 | 0
2019-08-10 | 43687 | 0 | 0 | 0 | 0 | 0 | 0 | 0 | 0 | 0 | 0 | 0 | 0
2019-08-10 01:00 | 43687.0417 | 0 | 0 | 0 | 0 | 0 | 0 | 0 | 0 | 0 | 0 | 0 | 0
2019-08-10 02:00 | 43687.0833 | 0 | 0 | 0 | 0 | 0 | 0 | 0 | 0 | 0 | 0 | 0 | 0
2019-08-10 03:00 | 43687.125 | 0 | 0 | 0 | 0 | 0 | 0 | 0 | 0 | 0 | 0 | 0 | 0
2019-08-10 04:00 | 43687.1667 | 0 | 0 | 0 | 0 | 0 | 0 | 0 | 0 | 0 | 0 | 0 | 0
2019-08-10 05:00 | 43687.2083 | 0 | 0 | 0 | 0 | 0 | 0 | 0 | 0 | 0 | 0 | 0 | 0
2019-08-10 06:00 | 43687.25 | 0.0085344 | 0.011379 | 0.014224 | 0.017069 | 0.019914 | 0.022758 | 0.025603 | 0.028448 | 0.031293 | 0.034138 | 0.036983 | 0.039827
2019-08-10 07:00 | 43687.2917 | 0.19867 | 0.26489 | 0.33112 | 0.39734 | 0.46357 | 0.52979 | 0.59601 | 0.66224 | 0.72846 | 0.79468 | 0.86091 | 0.92713
2019-08-10 08:00 | 43687.3333 | 0.70873 | 0.94497 | 1.1812 | 1.4175 | 1.6537 | 1.8899 | 2.1262 | 2.3624 | 2.5987 | 2.8349 | 3.0712 | 3.3074
2019-08-10 09:00 | 43687.375 | 1.4302 | 1.9069 | 2.3836 | 2.8603 | 3.3371 | 3.8138 | 4.2905 | 4.7672 | 5.244 | 5.7207 | 6.1974 | 6.6741
2019-08-10 10:00 | 43687.4167 | 2.0213 | 2.6951 | 3.3688 | 4.0426 | 4.7164 | 5.3901 | 6.0639 | 6.7377 | 7.4114 | 8.0852 | 8.759 | 9.4327
2019-08-10 11:00 | 43687.4583 | 1.3559 | 1.8078 | 2.2598 | 2.7117 | 3.1637 | 3.6156 | 4.0676 | 4.5196 | 4.9715 | 5.4235 | 5.8754 | 6.3274
2019-08-10 12:00 | 43687.5 | 1.5562 | 2.0749 | 2.5936 | 3.1124 | 3.6311 | 4.1498 | 4.6685 | 5.1873 | 5.706 | 6.2247 | 6.7434 | 7.2622
2019-08-10 13:00 | 43687.5417 | 1.5133 | 2.0177 | 2.5222 | 3.0266 | 3.5311 | 4.0355 | 4.5399 | 5.0444 | 5.5488 | 6.0532 | 6.5577 | 7.0621
2019-08-10 14:00 | 43687.5833 | 1.4778 | 1.9705 | 2.4631 | 2.9557 | 3.4483 | 3.9409 | 4.4335 | 4.9262 | 5.4188 | 5.9114 | 6.404 | 6.8966
2019-08-10 15:00 | 43687.625 | 1.3739 | 1.8318 | 2.2898 | 2.7477 | 3.2057 | 3.6636 | 4.1216 | 4.5795 | 5.0375 | 5.4954 | 5.9534 | 6.4113
2019-08-10 16:00 | 43687.6667 | 1.0477 | 1.3969 | 1.7461 | 2.0953 | 2.4445 | 2.7937 | 3.143 | 3.4922 | 3.8414 | 4.1906 | 4.5398 | 4.889
2019-08-10 17:00 | 43687.7083 | 0.70076 | 0.93434 | 1.1679 | 1.4015 | 1.6351 | 1.8687 | 2.1023 | 2.3359 | 2.5694 | 2.803 | 3.0366 | 3.2702
2019-08-10 18:00 | 43687.75 | 0.42571 | 0.56762 | 0.70952 | 0.85143 | 0.99333 | 1.1352 | 1.2771 | 1.419 | 1.5609 | 1.7029 | 1.8448 | 1.9867
2019-08-10 19:00 | 43687.7917 | 0.13871 | 0.18495 | 0.23118 | 0.27742 | 0.32365 | 0.36989 | 0.41613 | 0.46236 | 0.5086 | 0.55484 | 0.60107 | 0.64731
2019-08-10 20:00 | 43687.8333 | 0.0059691 | 0.0079587 | 0.0099484 | 0.011938 | 0.013928 | 0.015917 | 0.017907 | 0.019897 | 0.021887 | 0.023876 | 0.025866 | 0.027856
2019-08-10 21:00 | 43687.875 | 0 | 0 | 0 | 0 | 0 | 0 | 0 | 0 | 0 | 0 | 0 | 0
2019-08-10 22:00 | 43687.9167 | 0 | 0 | 0 | 0 | 0 | 0 | 0 | 0 | 0 | 0 | 0 | 0
2019-08-10 23:00 | 43687.9583 | 0 | 0 | 0 | 0 | 0 | 0 | 0 | 0 | 0 | 0 | 0 | 0
2019-08-11 | 43688 | 0 | 0 | 0 | 0 | 0 | 0 | 0 | 0 | 0 | 0 | 0 | 0
2019-08-11 01:00 | 43688.0417 | 0 | 0 | 0 | 0 | 0 | 0 | 0 | 0 | 0 | 0 | 0 | 0
2019-08-11 02:00 | 43688.0833 | 0 | 0 | 0 | 0 | 0 | 0 | 0 | 0 | 0 | 0 | 0 | 0
2019-08-11 03:00 | 43688.125 | 0 | 0 | 0 | 0 | 0 | 0 | 0 | 0 | 0 | 0 | 0 | 0
2019-08-11 04:00 | 43688.1667 | 0 | 0 | 0 | 0 | 0 | 0 | 0 | 0 | 0 | 0 | 0 | 0
2019-08-11 05:00 | 43688.2083 | 0 | 0 | 0 | 0 | 0 | 0 | 0 | 0 | 0 | 0 | 0 | 0
2019-08-11 06:00 | 43688.25 | 0.0012983 | 0.0017311 | 0.0021639 | 0.0025967 | 0.0030295 | 0.0034623 | 0.003895 | 0.0043278 | 0.0047606 | 0.0051934 | 0.0056262 | 0.0060589
2019-08-11 07:00 | 43688.2917 | 0.1432 | 0.19094 | 0.23867 | 0.2864 | 0.33414 | 0.38187 | 0.4296 | 0.47734 | 0.52507 | 0.57281 | 0.62054 | 0.66827
2019-08-11 08:00 | 43688.3333 | 0.39805 | 0.53073 | 0.66342 | 0.7961 | 0.92879 | 1.0615 | 1.1942 | 1.3268 | 1.4595 | 1.5922 | 1.7249 | 1.8576
2019-08-11 09:00 | 43688.375 | 0.62724 | 0.83632 | 1.0454 | 1.2545 | 1.4636 | 1.6726 | 1.8817 | 2.0908 | 2.2999 | 2.5089 | 2.718 | 2.9271
2019-08-11 10:00 | 43688.4167 | 0.83664 | 1.1155 | 1.3944 | 1.6733 | 1.9522 | 2.231 | 2.5099 | 2.7888 | 3.0677 | 3.3466 | 3.6254 | 3.9043
2019-08-11 11:00 | 43688.4583 | 1.1043 | 1.4724 | 1.8405 | 2.2086 | 2.5767 | 2.9448 | 3.3129 | 3.681 | 4.049 | 4.4171 | 4.7852 | 5.1533
2019-08-11 12:00 | 43688.5 | 1.1977 | 1.5969 | 1.9961 | 2.3954 | 2.7946 | 3.1938 | 3.593 | 3.9923 | 4.3915 | 4.7907 | 5.1899 | 5.5892
2019-08-11 13:00 | 43688.5417 | 1.288 | 1.7174 | 2.1467 | 2.5761 | 3.0054 | 3.4348 | 3.8641 | 4.2935 | 4.7228 | 5.1522 | 5.5815 | 6.0109
2019-08-11 14:00 | 43688.5833 | 1.2295 | 1.6393 | 2.0491 | 2.459 | 2.8688 | 3.2786 | 3.6885 | 4.0983 | 4.5081 | 4.9179 | 5.3278 | 5.7376
2019-08-11 15:00 | 43688.625 | 1.2358 | 1.6477 | 2.0596 | 2.4715 | 2.8835 | 3.2954 | 3.7073 | 4.1192 | 4.5312 | 4.9431 | 5.355 | 5.7669
2019-08-11 16:00 | 43688.6667 | 0.88006 | 1.1734 | 1.4668 | 1.7601 | 2.0535 | 2.3468 | 2.6402 | 2.9335 | 3.2269 | 3.5202 | 3.8136 | 4.1069
2019-08-11 17:00 | 43688.7083 | 0.71061 | 0.94749 | 1.1844 | 1.4212 | 1.6581 | 1.895 | 2.1318 | 2.3687 | 2.6056 | 2.8425 | 3.0793 | 3.3162
2019-08-11 18:00 | 43688.75 | 0.41167 | 0.5489 | 0.68612 | 0.82335 | 0.96057 | 1.0978 | 1.235 | 1.3722 | 1.5095 | 1.6467 | 1.7839 | 1.9211
2019-08-11 19:00 | 43688.7917 | 0.13488 | 0.17983 | 0.22479 | 0.26975 | 0.31471 | 0.35967 | 0.40463 | 0.44958 | 0.49454 | 0.5395 | 0.58446 | 0.62942
2019-08-11 20:00 | 43688.8333 | 0.0026124 | 0.0034832 | 0.0043541 | 0.0052249 | 0.0060957 | 0.0069665 | 0.0078373 | 0.0087081 | 0.0095789 | 0.01045 | 0.011321 | 0.012191
2019-08-11 21:00 | 43688.875 | 0 | 0 | 0 | 0 | 0 | 0 | 0 | 0 | 0 | 0 | 0 | 0
2019-08-11 22:00 | 43688.9167 | 0 | 0 | 0 | 0 | 0 | 0 | 0 | 0 | 0 | 0 | 0 | 0
2019-08-11 23:00 | 43688.9583 | 0 | 0 | 0 | 0 | 0 | 0 | 0 | 0 | 0 | 0 | 0 | 0
2019-08-12 | 43689 | 0 | 0 | 0 | 0 | 0 | 0 | 0 | 0 | 0 | 0 | 0 | 0
2019-08-12 01:00 | 43689.0417 | 0 | 0 | 0 | 0 | 0 | 0 | 0 | 0 | 0 | 0 | 0 | 0
2019-08-12 02:00 | 43689.0833 | 0 | 0 | 0 | 0 | 0 | 0 | 0 | 0 | 0 | 0 | 0 | 0
2019-08-12 03:00 | 43689.125 | 0 | 0 | 0 | 0 | 0 | 0 | 0 | 0 | 0 | 0 | 0 | 0
2019-08-12 04:00 | 43689.1667 | 0 | 0 | 0 | 0 | 0 | 0 | 0 | 0 | 0 | 0 | 0 | 0
2019-08-12 05:00 | 43689.2083 | 0 | 0 | 0 | 0 | 0 | 0 | 0 | 0 | 0 | 0 | 0 | 0
2019-08-12 06:00 | 43689.25 | 0.0064619 | 0.0086158 | 0.01077 | 0.012924 | 0.015078 | 0.017232 | 0.019386 | 0.02154 | 0.023693 | 0.025847 | 0.028001 | 0.030155
2019-08-12 07:00 | 43689.2917 | 0.19208 | 0.25611 | 0.32014 | 0.38417 | 0.4482 | 0.51222 | 0.57625 | 0.64028 | 0.70431 | 0.76834 | 0.83236 | 0.89639
2019-08-12 08:00 | 43689.3333 | 0.70312 | 0.93749 | 1.1719 | 1.4062 | 1.6406 | 1.875 | 2.1094 | 2.3437 | 2.5781 | 2.8125 | 3.0468 | 3.2812
2019-08-12 09:00 | 43689.375 | 1.3817 | 1.8423 | 2.3029 | 2.7635 | 3.2241 | 3.6847 | 4.1452 | 4.6058 | 5.0664 | 5.527 | 5.9876 | 6.4481
2019-08-12 10:00 | 43689.4167 | 2.0717 | 2.7623 | 3.4529 | 4.1435 | 4.8341 | 5.5246 | 6.2152 | 6.9058 | 7.5964 | 8.287 | 8.9775 | 9.6681
2019-08-12 11:00 | 43689.4583 | 1.4658 | 1.9545 | 2.4431 | 2.9317 | 3.4203 | 3.9089 | 4.3975 | 4.8861 | 5.3748 | 5.8634 | 6.352 | 6.8406
2019-08-12 12:00 | 43689.5 | 1.4706 | 1.9608 | 2.451 | 2.9412 | 3.4314 | 3.9216 | 4.4118 | 4.902 | 5.3922 | 5.8824 | 6.3726 | 6.8628
2019-08-12 13:00 | 43689.5417 | 1.4268 | 1.9024 | 2.378 | 2.8536 | 3.3293 | 3.8049 | 4.2805 | 4.7561 | 5.2317 | 5.7073 | 6.1829 | 6.6585
2019-08-12 14:00 | 43689.5833 | 1.3749 | 1.8332 | 2.2916 | 2.7499 | 3.2082 | 3.6665 | 4.1248 | 4.5831 | 5.0414 | 5.4997 | 5.9581 | 6.4164
2019-08-12 15:00 | 43689.625 | 1.2412 | 1.6549 | 2.0686 | 2.4823 | 2.896 | 3.3097 | 3.7235 | 4.1372 | 4.5509 | 4.9646 | 5.3783 | 5.7921
2019-08-12 16:00 | 43689.6667 | 1.03 | 1.3733 | 1.7166 | 2.06 | 2.4033 | 2.7466 | 3.09 | 3.4333 | 3.7766 | 4.1199 | 4.4633 | 4.8066
2019-08-12 17:00 | 43689.7083 | 0.74725 | 0.99633 | 1.2454 | 1.4945 | 1.7436 | 1.9927 | 2.2417 | 2.4908 | 2.7399 | 2.989 | 3.2381 | 3.4871
2019-08-12 18:00 | 43689.75 | 0.41231 | 0.54974 | 0.68718 | 0.82461 | 0.96205 | 1.0995 | 1.2369 | 1.3744 | 1.5118 | 1.6492 | 1.7867 | 1.9241
2019-08-12 19:00 | 43689.7917 | 0.1318 | 0.17573 | 0.21966 | 0.2636 | 0.30753 | 0.35146 | 0.39539 | 0.43933 | 0.48326 | 0.52719 | 0.57112 | 0.61506
2019-08-12 20:00 | 43689.8333 | 0.0011595 | 0.0015461 | 0.0019326 | 0.0023191 | 0.0027056 | 0.0030921 | 0.0034786 | 0.0038651 | 0.0042517 | 0.0046382 | 0.0050247 | 0.0054112
2019-08-12 21:00 | 43689.875 | 0 | 0 | 0 | 0 | 0 | 0 | 0 | 0 | 0 | 0 | 0 | 0
2019-08-12 22:00 | 43689.9167 | 0 | 0 | 0 | 0 | 0 | 0 | 0 | 0 | 0 | 0 | 0 | 0
2019-08-12 23:00 | 43689.9583 | 0 | 0 | 0 | 0 | 0 | 0 | 0 | 0 | 0 | 0 | 0 | 0
2019-08-13 | 43690 | 0 | 0 | 0 | 0 | 0 | 0 | 0 | 0 | 0 | 0 | 0 | 0
2019-08-13 01:00 | 43690.0417 | 0 | 0 | 0 | 0 | 0 | 0 | 0 | 0 | 0 | 0 | 0 | 0
2019-08-13 02:00 | 43690.0833 | 0 | 0 | 0 | 0 | 0 | 0 | 0 | 0 | 0 | 0 | 0 | 0
2019-08-13 03:00 | 43690.125 | 0 | 0 | 0 | 0 | 0 | 0 | 0 | 0 | 0 | 0 | 0 | 0
2019-08-13 04:00 | 43690.1667 | 0 | 0 | 0 | 0 | 0 | 0 | 0 | 0 | 0 | 0 | 0 | 0
2019-08-13 05:00 | 43690.2083 | 0 | 0 | 0 | 0 | 0 | 0 | 0 | 0 | 0 | 0 | 0 | 0
2019-08-13 06:00 | 43690.25 | 0.0046502 | 0.0062003 | 0.0077503 | 0.0093004 | 0.01085 | 0.012401 | 0.013951 | 0.015501 | 0.017051 | 0.018601 | 0.020151 | 0.021701
2019-08-13 07:00 | 43690.2917 | 0.13593 | 0.18124 | 0.22655 | 0.27186 | 0.31718 | 0.36249 | 0.4078 | 0.45311 | 0.49842 | 0.54373 | 0.58904 | 0.63435
2019-08-13 08:00 | 43690.3333 | 0.20059 | 0.26745 | 0.33431 | 0.40118 | 0.46804 | 0.5349 | 0.60176 | 0.66863 | 0.73549 | 0.80235 | 0.86922 | 0.93608
2019-08-13 09:00 | 43690.375 | 0.53486 | 0.71314 | 0.89143 | 1.0697 | 1.248 | 1.4263 | 1.6046 | 1.7829 | 1.9611 | 2.1394 | 2.3177 | 2.496
2019-08-13 10:00 | 43690.4167 | 0.96129 | 1.2817 | 1.6021 | 1.9226 | 2.243 | 2.5634 | 2.8839 | 3.2043 | 3.5247 | 3.8452 | 4.1656 | 4.486
2019-08-13 11:00 | 43690.4583 | 1.0469 | 1.3959 | 1.7449 | 2.0939 | 2.4429 | 2.7919 | 3.1408 | 3.4898 | 3.8388 | 4.1878 | 4.5368 | 4.8858
2019-08-13 12:00 | 43690.5 | 1.2066 | 1.6088 | 2.011 | 2.4132 | 2.8154 | 3.2176 | 3.6198 | 4.022 | 4.4242 | 4.8264 | 5.2286 | 5.6308
2019-08-13 13:00 | 43690.5417 | 0.86028 | 1.147 | 1.4338 | 1.7206 | 2.0073 | 2.2941 | 2.5808 | 2.8676 | 3.1543 | 3.4411 | 3.7279 | 4.0146
2019-08-13 14:00 | 43690.5833 | 1.8578 | 2.477 | 3.0963 | 3.7156 | 4.3348 | 4.9541 | 5.5733 | 6.1926 | 6.8119 | 7.4311 | 8.0504 | 8.6696
2019-08-13 15:00 | 43690.625 | 1.7487 | 2.3317 | 2.9146 | 3.4975 | 4.0804 | 4.6633 | 5.2462 | 5.8292 | 6.4121 | 6.995 | 7.5779 | 8.1608
2019-08-13 16:00 | 43690.6667 | 1.3543 | 1.8057 | 2.2572 | 2.7086 | 3.16 | 3.6115 | 4.0629 | 4.5143 | 4.9658 | 5.4172 | 5.8686 | 6.3201
2019-08-13 17:00 | 43690.7083 | 1.0248 | 1.3664 | 1.708 | 2.0496 | 2.3912 | 2.7328 | 3.0745 | 3.4161 | 3.7577 | 4.0993 | 4.4409 | 4.7825
2019-08-13 18:00 | 43690.75 | 0.5631 | 0.7508 | 0.9385 | 1.1262 | 1.3139 | 1.5016 | 1.6893 | 1.877 | 2.0647 | 2.2524 | 2.4401 | 2.6278
2019-08-13 19:00 | 43690.7917 | 0.12064 | 0.16086 | 0.20107 | 0.24128 | 0.2815 | 0.32171 | 0.36193 | 0.40214 | 0.44235 | 0.48257 | 0.52278 | 0.563
2019-08-13 20:00 | 43690.8333 | 0.020342 | 0.027122 | 0.033903 | 0.040683 | 0.047464 | 0.054244 | 0.061025 | 0.067805 | 0.074586 | 0.081366 | 0.088147 | 0.094927
2019-08-13 21:00 | 43690.875 | 0 | 0 | 0 | 0 | 0 | 0 | 0 | 0 | 0 | 0 | 0 | 0
2019-08-13 22:00 | 43690.9167 | 0 | 0 | 0 | 0 | 0 | 0 | 0 | 0 | 0 | 0 | 0 | 0
2019-08-13 23:00 | 43690.9583 | 0 | 0 | 0 | 0 | 0 | 0 | 0 | 0 | 0 | 0 | 0 | 0
2019-08-14 | 43691 | 0 | 0 | 0 | 0 | 0 | 0 | 0 | 0 | 0 | 0 | 0 | 0
2019-08-14 01:00 | 43691.0417 | 0 | 0 | 0 | 0 | 0 | 0 | 0 | 0 | 0 | 0 | 0 | 0
2019-08-14 02:00 | 43691.0833 | 0 | 0 | 0 | 0 | 0 | 0 | 0 | 0 | 0 | 0 | 0 | 0
2019-08-14 03:00 | 43691.125 | 0 | 0 | 0 | 0 | 0 | 0 | 0 | 0 | 0 | 0 | 0 | 0
2019-08-14 04:00 | 43691.1667 | 0 | 0 | 0 | 0 | 0 | 0 | 0 | 0 | 0 | 0 | 0 | 0
2019-08-14 05:00 | 43691.2083 | 0 | 0 | 0 | 0 | 0 | 0 | 0 | 0 | 0 | 0 | 0 | 0
2019-08-14 06:00 | 43691.25 | 0.0028869 | 0.0038491 | 0.0048114 | 0.0057737 | 0.006736 | 0.0076983 | 0.0086606 | 0.0096228 | 0.010585 | 0.011547 | 0.01251 | 0.013472
2019-08-14 07:00 | 43691.2917 | 0.1505 | 0.20067 | 0.25084 | 0.30101 | 0.35117 | 0.40134 | 0.45151 | 0.50168 | 0.55185 | 0.60201 | 0.65218 | 0.70235
2019-08-14 08:00 | 43691.3333 | 0.49158 | 0.65543 | 0.81929 | 0.98315 | 1.147 | 1.3109 | 1.4747 | 1.6386 | 1.8024 | 1.9663 | 2.1302 | 2.294
2019-08-14 09:00 | 43691.375 | 0.8382 | 1.1176 | 1.397 | 1.6764 | 1.9558 | 2.2352 | 2.5146 | 2.794 | 3.0734 | 3.3528 | 3.6322 | 3.9116
2019-08-14 10:00 | 43691.4167 | 1.2436 | 1.6582 | 2.0727 | 2.4873 | 2.9018 | 3.3164 | 3.7309 | 4.1455 | 4.56 | 4.9745 | 5.3891 | 5.8036
2019-08-14 11:00 | 43691.4583 | 1.4277 | 1.9036 | 2.3795 | 2.8554 | 3.3313 | 3.8072 | 4.2831 | 4.759 | 5.2349 | 5.7108 | 6.1867 | 6.6626
2019-08-14 12:00 | 43691.5 | 1.5226 | 2.0301 | 2.5377 | 3.0452 | 3.5528 | 4.0603 | 4.5678 | 5.0754 | 5.5829 | 6.0904 | 6.598 | 7.1055
2019-08-14 13:00 | 43691.5417 | 1.527 | 2.036 | 2.545 | 3.054 | 3.563 | 4.072 | 4.581 | 5.09 | 5.599 | 6.108 | 6.617 | 7.126
2019-08-14 14:00 | 43691.5833 | 1.4831 | 1.9774 | 2.4718 | 2.9661 | 3.4605 | 3.9548 | 4.4492 | 4.9435 | 5.4379 | 5.9322 | 6.4266 | 6.9209
2019-08-14 15:00 | 43691.625 | 1.2678 | 1.6904 | 2.113 | 2.5356 | 2.9582 | 3.3808 | 3.8034 | 4.226 | 4.6487 | 5.0713 | 5.4939 | 5.9165
2019-08-14 16:00 | 43691.6667 | 1.0565 | 1.4087 | 1.7608 | 2.113 | 2.4652 | 2.8173 | 3.1695 | 3.5217 | 3.8738 | 4.226 | 4.5782 | 4.9304
2019-08-14 17:00 | 43691.7083 | 0.75154 | 1.0021 | 1.2526 | 1.5031 | 1.7536 | 2.0041 | 2.2546 | 2.5051 | 2.7556 | 3.0062 | 3.2567 | 3.5072
2019-08-14 18:00 | 43691.75 | 0.41308 | 0.55077 | 0.68847 | 0.82616 | 0.96385 | 1.1015 | 1.2392 | 1.3769 | 1.5146 | 1.6523 | 1.79 | 1.9277
2019-08-14 19:00 | 43691.7917 | 0.125 | 0.16667 | 0.20834 | 0.25001 | 0.29168 | 0.33334 | 0.37501 | 0.41668 | 0.45835 | 0.50002 | 0.54168 | 0.58335
2019-08-14 20:00 | 43691.8333 | 0.0011458 | 0.0015277 | 0.0019097 | 0.0022916 | 0.0026735 | 0.0030555 | 0.0034374 | 0.0038193 | 0.0042013 | 0.0045832 | 0.0049651 | 0.0053471
2019-08-14 21:00 | 43691.875 | 0 | 0 | 0 | 0 | 0 | 0 | 0 | 0 | 0 | 0 | 0 | 0
2019-08-14 22:00 | 43691.9167 | 0 | 0 | 0 | 0 | 0 | 0 | 0 | 0 | 0 | 0 | 0 | 0
2019-08-14 23:00 | 43691.9583 | 0 | 0 | 0 | 0 | 0 | 0 | 0 | 0 | 0 | 0 | 0 | 0
2019-08-15 | 43692 | 0 | 0 | 0 | 0 | 0 | 0 | 0 | 0 | 0 | 0 | 0 | 0
2019-08-15 01:00 | 43692.0417 | 0 | 0 | 0 | 0 | 0 | 0 | 0 | 0 | 0 | 0 | 0 | 0
2019-08-15 02:00 | 43692.0833 | 0 | 0 | 0 | 0 | 0 | 0 | 0 | 0 | 0 | 0 | 0 | 0
2019-08-15 03:00 | 43692.125 | 0 | 0 | 0 | 0 | 0 | 0 | 0 | 0 | 0 | 0 | 0 | 0
2019-08-15 04:00 | 43692.1667 | 0 | 0 | 0 | 0 | 0 | 0 | 0 | 0 | 0 | 0 | 0 | 0
2019-08-15 05:00 | 43692.2083 | 0 | 0 | 0 | 0 | 0 | 0 | 0 | 0 | 0 | 0 | 0 | 0
2019-08-15 06:00 | 43692.25 | 0.0012673 | 0.0016897 | 0.0021121 | 0.0025346 | 0.002957 | 0.0033794 | 0.0038019 | 0.0042243 | 0.0046467 | 0.0050692 | 0.0054916 | 0.005914
2019-08-15 07:00 | 43692.2917 | 0.099551 | 0.13274 | 0.16592 | 0.1991 | 0.23229 | 0.26547 | 0.29865 | 0.33184 | 0.36502 | 0.39821 | 0.43139 | 0.46457
2019-08-15 08:00 | 43692.3333 | 0.27186 | 0.36247 | 0.45309 | 0.54371 | 0.63433 | 0.72495 | 0.81557 | 0.90618 | 0.9968 | 1.0874 | 1.178 | 1.2687
2019-08-15 09:00 | 43692.375 | 0.47295 | 0.6306 | 0.78825 | 0.9459 | 1.1036 | 1.2612 | 1.4189 | 1.5765 | 1.7342 | 1.8918 | 2.0495 | 2.2071
2019-08-15 10:00 | 43692.4167 | 0.63031 | 0.84041 | 1.0505 | 1.2606 | 1.4707 | 1.6808 | 1.8909 | 2.101 | 2.3111 | 2.5212 | 2.7313 | 2.9415
2019-08-15 11:00 | 43692.4583 | 0.81594 | 1.0879 | 1.3599 | 1.6319 | 1.9039 | 2.1758 | 2.4478 | 2.7198 | 2.9918 | 3.2637 | 3.5357 | 3.8077
2019-08-15 12:00 | 43692.5 | 0.87856 | 1.1714 | 1.4643 | 1.7571 | 2.05 | 2.3428 | 2.6357 | 2.9285 | 3.2214 | 3.5142 | 3.8071 | 4.0999
2019-08-15 13:00 | 43692.5417 | 0.92043 | 1.2272 | 1.5341 | 1.8409 | 2.1477 | 2.4545 | 2.7613 | 3.0681 | 3.3749 | 3.6817 | 3.9885 | 4.2954
2019-08-15 14:00 | 43692.5833 | 0.94074 | 1.2543 | 1.5679 | 1.8815 | 2.1951 | 2.5086 | 2.8222 | 3.1358 | 3.4494 | 3.763 | 4.0766 | 4.3901
2019-08-15 15:00 | 43692.625 | 0.83762 | 1.1168 | 1.396 | 1.6752 | 1.9545 | 2.2337 | 2.5129 | 2.7921 | 3.0713 | 3.3505 | 3.6297 | 3.9089
2019-08-15 16:00 | 43692.6667 | 0.66155 | 0.88206 | 1.1026 | 1.3231 | 1.5436 | 1.7641 | 1.9846 | 2.2052 | 2.4257 | 2.6462 | 2.8667 | 3.0872
2019-08-15 17:00 | 43692.7083 | 0.49039 | 0.65385 | 0.81731 | 0.98078 | 1.1442 | 1.3077 | 1.4712 | 1.6346 | 1.7981 | 1.9616 | 2.125 | 2.2885
2019-08-15 18:00 | 43692.75 | 0.27166 | 0.36221 | 0.45276 | 0.54331 | 0.63387 | 0.72442 | 0.81497 | 0.90552 | 0.99608 | 1.0866 | 1.1772 | 1.2677
2019-08-15 19:00 | 43692.7917 | 0.090716 | 0.12095 | 0.15119 | 0.18143 | 0.21167 | 0.24191 | 0.27215 | 0.30239 | 0.33263 | 0.36286 | 0.3931 | 0.42334
2019-08-15 20:00 | 43692.8333 | 0.0011702 | 0.0015603 | 0.0019504 | 0.0023405 | 0.0027306 | 0.0031207 | 0.0035107 | 0.0039008 | 0.0042909 | 0.004681 | 0.0050711 | 0.0054611
2019-08-15 21:00 | 43692.875 | 0 | 0 | 0 | 0 | 0 | 0 | 0 | 0 | 0 | 0 | 0 | 0
2019-08-15 22:00 | 43692.9167 | 0 | 0 | 0 | 0 | 0 | 0 | 0 | 0 | 0 | 0 | 0 | 0
2019-08-15 23:00 | 43692.9583 | 0 | 0 | 0 | 0 | 0 | 0 | 0 | 0 | 0 | 0 | 0 | 0
2019-08-16 | 43693 | 0 | 0 | 0 | 0 | 0 | 0 | 0 | 0 | 0 | 0 | 0 | 0
2019-08-16 01:00 | 43693.0417 | 0 | 0 | 0 | 0 | 0 | 0 | 0 | 0 | 0 | 0 | 0 | 0
2019-08-16 02:00 | 43693.0833 | 0 | 0 | 0 | 0 | 0 | 0 | 0 | 0 | 0 | 0 | 0 | 0
2019-08-16 03:00 | 43693.125 | 0 | 0 | 0 | 0 | 0 | 0 | 0 | 0 | 0 | 0 | 0 | 0
2019-08-16 04:00 | 43693.1667 | 0 | 0 | 0 | 0 | 0 | 0 | 0 | 0 | 0 | 0 | 0 | 0
2019-08-16 05:00 | 43693.2083 | 0 | 0 | 0 | 0 | 0 | 0 | 0 | 0 | 0 | 0 | 0 | 0
2019-08-16 06:00 | 43693.25 | 0.0045805 | 0.0061073 | 0.0076341 | 0.009161 | 0.010688 | 0.012215 | 0.013741 | 0.015268 | 0.016795 | 0.018322 | 0.019849 | 0.021376
2019-08-16 07:00 | 43693.2917 | 0.13956 | 0.18608 | 0.2326 | 0.27912 | 0.32564 | 0.37216 | 0.41868 | 0.4652 | 0.51172 | 0.55824 | 0.60476 | 0.65128
2019-08-16 08:00 | 43693.3333 | 0.34468 | 0.45958 | 0.57447 | 0.68937 | 0.80426 | 0.91916 | 1.0341 | 1.1489 | 1.2638 | 1.3787 | 1.4936 | 1.6085
2019-08-16 09:00 | 43693.375 | 0.64449 | 0.85931 | 1.0741 | 1.289 | 1.5038 | 1.7186 | 1.9335 | 2.1483 | 2.3631 | 2.5779 | 2.7928 | 3.0076
2019-08-16 10:00 | 43693.4167 | 0.99387 | 1.3252 | 1.6564 | 1.9877 | 2.319 | 2.6503 | 2.9816 | 3.3129 | 3.6442 | 3.9755 | 4.3068 | 4.638
2019-08-16 11:00 | 43693.4583 | 1.1933 | 1.5911 | 1.9888 | 2.3866 | 2.7844 | 3.1822 | 3.5799 | 3.9777 | 4.3755 | 4.7732 | 5.171 | 5.5688
2019-08-16 12:00 | 43693.5 | 1.3595 | 1.8127 | 2.2659 | 2.719 | 3.1722 | 3.6254 | 4.0785 | 4.5317 | 4.9849 | 5.438 | 5.8912 | 6.3444
2019-08-16 13:00 | 43693.5417 | 1.273 | 1.6973 | 2.1216 | 2.5459 | 2.9703 | 3.3946 | 3.8189 | 4.2432 | 4.6675 | 5.0919 | 5.5162 | 5.9405
2019-08-16 14:00 | 43693.5833 | 1.2177 | 1.6236 | 2.0295 | 2.4354 | 2.8413 | 3.2472 | 3.6531 | 4.059 | 4.4649 | 4.8709 | 5.2768 | 5.6827
2019-08-16 15:00 | 43693.625 | 1.1708 | 1.5611 | 1.9513 | 2.3416 | 2.7319 | 3.1221 | 3.5124 | 3.9027 | 4.2929 | 4.6832 | 5.0735 | 5.4637
2019-08-16 16:00 | 43693.6667 | 0.87804 | 1.1707 | 1.4634 | 1.7561 | 2.0487 | 2.3414 | 2.6341 | 2.9268 | 3.2195 | 3.5121 | 3.8048 | 4.0975
2019-08-16 17:00 | 43693.7083 | 0.64114 | 0.85485 | 1.0686 | 1.2823 | 1.496 | 1.7097 | 1.9234 | 2.1371 | 2.3508 | 2.5645 | 2.7783 | 2.992
2019-08-16 18:00 | 43693.75 | 0.32469 | 0.43293 | 0.54116 | 0.64939 | 0.75762 | 0.86585 | 0.97408 | 1.0823 | 1.1905 | 1.2988 | 1.407 | 1.5152
2019-08-16 19:00 | 43693.7917 | 0.10287 | 0.13716 | 0.17146 | 0.20575 | 0.24004 | 0.27433 | 0.30862 | 0.34291 | 0.3772 | 0.41149 | 0.44578 | 0.48007
2019-08-16 20:00 | 43693.8333 | 0.001158 | 0.001544 | 0.00193 | 0.002316 | 0.002702 | 0.003088 | 0.003474 | 0.00386 | 0.004246 | 0.0046321 | 0.0050181 | 0.0054041
2019-08-16 21:00 | 43693.875 | 0 | 0 | 0 | 0 | 0 | 0 | 0 | 0 | 0 | 0 | 0 | 0
2019-08-16 22:00 | 43693.9167 | 0 | 0 | 0 | 0 | 0 | 0 | 0 | 0 | 0 | 0 | 0 | 0
2019-08-16 23:00 | 43693.9583 | 0 | 0 | 0 | 0 | 0 | 0 | 0 | 0 | 0 | 0 | 0 | 0
2019-08-17 | 43694 | 0 | 0 | 0 | 0 | 0 | 0 | 0 | 0 | 0 | 0 | 0 | 0
2019-08-17 01:00 | 43694.0417 | 0 | 0 | 0 | 0 | 0 | 0 | 0 | 0 | 0 | 0 | 0 | 0
2019-08-17 02:00 | 43694.0833 | 0 | 0 | 0 | 0 | 0 | 0 | 0 | 0 | 0 | 0 | 0 | 0
2019-08-17 03:00 | 43694.125 | 0 | 0 | 0 | 0 | 0 | 0 | 0 | 0 | 0 | 0 | 0 | 0
2019-08-17 04:00 | 43694.1667 | 0 | 0 | 0 | 0 | 0 | 0 | 0 | 0 | 0 | 0 | 0 | 0
2019-08-17 05:00 | 43694.2083 | 0 | 0 | 0 | 0 | 0 | 0 | 0 | 0 | 0 | 0 | 0 | 0
2019-08-17 06:00 | 43694.25 | 0.0012456 | 0.0016608 | 0.002076 | 0.0024912 | 0.0029064 | 0.0033217 | 0.0037369 | 0.0041521 | 0.0045673 | 0.0049825 | 0.0053977 | 0.0058129
2019-08-17 07:00 | 43694.2917 | 0.046759 | 0.062346 | 0.077932 | 0.093519 | 0.10911 | 0.12469 | 0.14028 | 0.15586 | 0.17145 | 0.18704 | 0.20262 | 0.21821
2019-08-17 08:00 | 43694.3333 | 0.19565 | 0.26086 | 0.32608 | 0.39129 | 0.45651 | 0.52172 | 0.58694 | 0.65215 | 0.71737 | 0.78259 | 0.8478 | 0.91302
2019-08-17 09:00 | 43694.375 | 0.16564 | 0.22086 | 0.27607 | 0.33128 | 0.3865 | 0.44171 | 0.49693 | 0.55214 | 0.60735 | 0.66257 | 0.71778 | 0.773
2019-08-17 10:00 | 43694.4167 | 0.26009 | 0.34679 | 0.43349 | 0.52018 | 0.60688 | 0.69358 | 0.78027 | 0.86697 | 0.95367 | 1.0404 | 1.1271 | 1.2138
2019-08-17 11:00 | 43694.4583 | 0.95742 | 1.2766 | 1.5957 | 1.9148 | 2.234 | 2.5531 | 2.8723 | 3.1914 | 3.5105 | 3.8297 | 4.1488 | 4.468
2019-08-17 12:00 | 43694.5 | 0.94286 | 1.2571 | 1.5714 | 1.8857 | 2.2 | 2.5143 | 2.8286 | 3.1429 | 3.4572 | 3.7714 | 4.0857 | 4.4
2019-08-17 13:00 | 43694.5417 | 1.0614 | 1.4152 | 1.769 | 2.1228 | 2.4765 | 2.8303 | 3.1841 | 3.5379 | 3.8917 | 4.2455 | 4.5993 | 4.9531
2019-08-17 14:00 | 43694.5833 | 1.552 | 2.0694 | 2.5867 | 3.1041 | 3.6214 | 4.1387 | 4.6561 | 5.1734 | 5.6908 | 6.2081 | 6.7255 | 7.2428
2019-08-17 15:00 | 43694.625 | 1.1938 | 1.5917 | 1.9897 | 2.3876 | 2.7856 | 3.1835 | 3.5814 | 3.9794 | 4.3773 | 4.7752 | 5.1732 | 5.5711
2019-08-17 16:00 | 43694.6667 | 1.2993 | 1.7324 | 2.1655 | 2.5986 | 3.0317 | 3.4648 | 3.8979 | 4.331 | 4.7641 | 5.1972 | 5.6302 | 6.0633
2019-08-17 17:00 | 43694.7083 | 1.1516 | 1.5354 | 1.9193 | 2.3032 | 2.687 | 3.0709 | 3.4548 | 3.8386 | 4.2225 | 4.6063 | 4.9902 | 5.3741
2019-08-17 18:00 | 43694.75 | 0.63571 | 0.84762 | 1.0595 | 1.2714 | 1.4833 | 1.6952 | 1.9071 | 2.119 | 2.3309 | 2.5428 | 2.7548 | 2.9667
2019-08-17 19:00 | 43694.7917 | 0.11243 | 0.1499 | 0.18738 | 0.22485 | 0.26233 | 0.29981 | 0.33728 | 0.37476 | 0.41223 | 0.44971 | 0.48718 | 0.52466
2019-08-17 20:00 | 43694.8333 | 0.0039686 | 0.0052914 | 0.0066143 | 0.0079371 | 0.00926 | 0.010583 | 0.011906 | 0.013229 | 0.014551 | 0.015874 | 0.017197 | 0.01852
2019-08-17 21:00 | 43694.875 | 0 | 0 | 0 | 0 | 0 | 0 | 0 | 0 | 0 | 0 | 0 | 0
2019-08-17 22:00 | 43694.9167 | 0 | 0 | 0 | 0 | 0 | 0 | 0 | 0 | 0 | 0 | 0 | 0
2019-08-17 23:00 | 43694.9583 | 0 | 0 | 0 | 0 | 0 | 0 | 0 | 0 | 0 | 0 | 0 | 0
2019-08-18 | 43695 | 0 | 0 | 0 | 0 | 0 | 0 | 0 | 0 | 0 | 0 | 0 | 0
2019-08-18 01:00 | 43695.0417 | 0 | 0 | 0 | 0 | 0 | 0 | 0 | 0 | 0 | 0 | 0 | 0
2019-08-18 02:00 | 43695.0833 | 0 | 0 | 0 | 0 | 0 | 0 | 0 | 0 | 0 | 0 | 0 | 0
2019-08-18 03:00 | 43695.125 | 0 | 0 | 0 | 0 | 0 | 0 | 0 | 0 | 0 | 0 | 0 | 0
2019-08-18 04:00 | 43695.1667 | 0 | 0 | 0 | 0 | 0 | 0 | 0 | 0 | 0 | 0 | 0 | 0
2019-08-18 05:00 | 43695.2083 | 0 | 0 | 0 | 0 | 0 | 0 | 0 | 0 | 0 | 0 | 0 | 0
2019-08-18 06:00 | 43695.25 | 0.0028372 | 0.003783 | 0.0047287 | 0.0056745 | 0.0066202 | 0.007566 | 0.0085117 | 0.0094575 | 0.010403 | 0.011349 | 0.012295 | 0.01324
2019-08-18 07:00 | 43695.2917 | 0.12276 | 0.16368 | 0.2046 | 0.24552 | 0.28645 | 0.32737 | 0.36829 | 0.40921 | 0.45013 | 0.49105 | 0.53197 | 0.57289
2019-08-18 08:00 | 43695.3333 | 0.68814 | 0.91752 | 1.1469 | 1.3763 | 1.6057 | 1.835 | 2.0644 | 2.2938 | 2.5232 | 2.7526 | 2.9819 | 3.2113
2019-08-18 09:00 | 43695.375 | 1.3614 | 1.8152 | 2.269 | 2.7228 | 3.1767 | 3.6305 | 4.0843 | 4.5381 | 4.9919 | 5.4457 | 5.8995 | 6.3533
2019-08-18 10:00 | 43695.4167 | 1.9597 | 2.613 | 3.2662 | 3.9194 | 4.5727 | 5.2259 | 5.8791 | 6.5324 | 7.1856 | 7.8389 | 8.4921 | 9.1453
2019-08-18 11:00 | 43695.4583 | 2.3971 | 3.1962 | 3.9952 | 4.7942 | 5.5933 | 6.3923 | 7.1914 | 7.9904 | 8.7894 | 9.5885 | 10.3875 | 11.1866
2019-08-18 12:00 | 43695.5 | 2.6456 | 3.5275 | 4.4094 | 5.2912 | 6.1731 | 7.055 | 7.9368 | 8.8187 | 9.7006 | 10.5825 | 11.4643 | 12.3462
2019-08-18 13:00 | 43695.5417 | 2.7276 | 3.6367 | 4.5459 | 5.4551 | 6.3643 | 7.2735 | 8.1827 | 9.0919 | 10.0011 | 10.9102 | 11.8194 | 12.7286
2019-08-18 14:00 | 43695.5833 | 2.5937 | 3.4583 | 4.3228 | 5.1874 | 6.052 | 6.9165 | 7.7811 | 8.6457 | 9.5102 | 10.3748 | 11.2393 | 12.1039
2019-08-18 15:00 | 43695.625 | 2.2854 | 3.0472 | 3.809 | 4.5708 | 5.3326 | 6.0944 | 6.8562 | 7.618 | 8.3798 | 9.1416 | 9.9034 | 10.6652
2019-08-18 16:00 | 43695.6667 | 1.8099 | 2.4132 | 3.0165 | 3.6198 | 4.2231 | 4.8264 | 5.4297 | 6.033 | 6.6363 | 7.2396 | 7.8429 | 8.4462
2019-08-18 17:00 | 43695.7083 | 1.2052 | 1.607 | 2.0087 | 2.4104 | 2.8122 | 3.2139 | 3.6157 | 4.0174 | 4.4192 | 4.8209 | 5.2226 | 5.6244
2019-08-18 18:00 | 43695.75 | 0.57232 | 0.76309 | 0.95386 | 1.1446 | 1.3354 | 1.5262 | 1.717 | 1.9077 | 2.0985 | 2.2893 | 2.48 | 2.6708
2019-08-18 19:00 | 43695.7917 | 0.070495 | 0.093994 | 0.11749 | 0.14099 | 0.16449 | 0.18799 | 0.21149 | 0.23498 | 0.25848 | 0.28198 | 0.30548 | 0.32898
2019-08-18 20:00 | 43695.8333 | 0.0010355 | 0.0013806 | 0.0017258 | 0.002071 | 0.0024161 | 0.0027613 | 0.0031064 | 0.0034516 | 0.0037968 | 0.0041419 | 0.0044871 | 0.0048322
2019-08-18 21:00 | 43695.875 | 0 | 0 | 0 | 0 | 0 | 0 | 0 | 0 | 0 | 0 | 0 | 0
2019-08-18 22:00 | 43695.9167 | 0 | 0 | 0 | 0 | 0 | 0 | 0 | 0 | 0 | 0 | 0 | 0
2019-08-18 23:00 | 43695.9583 | 0 | 0 | 0 | 0 | 0 | 0 | 0 | 0 | 0 | 0 | 0 | 0
2019-08-19 | 43696 | 0 | 0 | 0 | 0 | 0 | 0 | 0 | 0 | 0 | 0 | 0 | 0
2019-08-19 01:00 | 43696.0417 | 0 | 0 | 0 | 0 | 0 | 0 | 0 | 0 | 0 | 0 | 0 | 0
2019-08-19 02:00 | 43696.0833 | 0 | 0 | 0 | 0 | 0 | 0 | 0 | 0 | 0 | 0 | 0 | 0
2019-08-19 03:00 | 43696.125 | 0 | 0 | 0 | 0 | 0 | 0 | 0 | 0 | 0 | 0 | 0 | 0
2019-08-19 04:00 | 43696.1667 | 0 | 0 | 0 | 0 | 0 | 0 | 0 | 0 | 0 | 0 | 0 | 0
2019-08-19 05:00 | 43696.2083 | 0 | 0 | 0 | 0 | 0 | 0 | 0 | 0 | 0 | 0 | 0 | 0
2019-08-19 06:00 | 43696.25 | 0.0011534 | 0.0015379 | 0.0019224 | 0.0023069 | 0.0026913 | 0.0030758 | 0.0034603 | 0.0038448 | 0.0042293 | 0.0046137 | 0.0049982 | 0.0053827
2019-08-19 07:00 | 43696.2917 | 0.1055 | 0.14067 | 0.17584 | 0.211 | 0.24617 | 0.28134 | 0.31651 | 0.35167 | 0.38684 | 0.42201 | 0.45717 | 0.49234
2019-08-19 08:00 | 43696.3333 | 0.31728 | 0.42303 | 0.52879 | 0.63455 | 0.74031 | 0.84607 | 0.95183 | 1.0576 | 1.1633 | 1.2691 | 1.3749 | 1.4806
2019-08-19 09:00 | 43696.375 | 0.55594 | 0.74125 | 0.92656 | 1.1119 | 1.2972 | 1.4825 | 1.6678 | 1.8531 | 2.0384 | 2.2237 | 2.4091 | 2.5944
2019-08-19 10:00 | 43696.4167 | 0.76018 | 1.0136 | 1.267 | 1.5204 | 1.7737 | 2.0271 | 2.2805 | 2.5339 | 2.7873 | 3.0407 | 3.2941 | 3.5475
2019-08-19 11:00 | 43696.4583 | 0.85568 | 1.1409 | 1.4261 | 1.7114 | 1.9966 | 2.2818 | 2.567 | 2.8523 | 3.1375 | 3.4227 | 3.7079 | 3.9932
2019-08-19 12:00 | 43696.5 | 0.91737 | 1.2232 | 1.529 | 1.8347 | 2.1405 | 2.4463 | 2.7521 | 3.0579 | 3.3637 | 3.6695 | 3.9753 | 4.2811
2019-08-19 13:00 | 43696.5417 | 0.92347 | 1.2313 | 1.5391 | 1.8469 | 2.1548 | 2.4626 | 2.7704 | 3.0782 | 3.386 | 3.6939 | 4.0017 | 4.3095
2019-08-19 14:00 | 43696.5833 | 0.87168 | 1.1622 | 1.4528 | 1.7434 | 2.0339 | 2.3245 | 2.615 | 2.9056 | 3.1961 | 3.4867 | 3.7773 | 4.0678
2019-08-19 15:00 | 43696.625 | 0.78046 | 1.0406 | 1.3008 | 1.5609 | 1.8211 | 2.0812 | 2.3414 | 2.6015 | 2.8617 | 3.1218 | 3.382 | 3.6421
2019-08-19 16:00 | 43696.6667 | 0.63661 | 0.84882 | 1.061 | 1.2732 | 1.4854 | 1.6976 | 1.9098 | 2.122 | 2.3342 | 2.5464 | 2.7586 | 2.9709
2019-08-19 17:00 | 43696.7083 | 0.4823 | 0.64307 | 0.80384 | 0.9646 | 1.1254 | 1.2861 | 1.4469 | 1.6077 | 1.7684 | 1.9292 | 2.09 | 2.2507
2019-08-19 18:00 | 43696.75 | 0.24172 | 0.32229 | 0.40286 | 0.48343 | 0.56401 | 0.64458 | 0.72515 | 0.80572 | 0.88629 | 0.96687 | 1.0474 | 1.128
2019-08-19 19:00 | 43696.7917 | 0.086811 | 0.11575 | 0.14469 | 0.17362 | 0.20256 | 0.2315 | 0.26043 | 0.28937 | 0.31831 | 0.34724 | 0.37618 | 0.40512
2019-08-19 20:00 | 43696.8333 | 0.0010445 | 0.0013926 | 0.0017408 | 0.0020889 | 0.0024371 | 0.0027852 | 0.0031334 | 0.0034816 | 0.0038297 | 0.0041779 | 0.004526 | 0.0048742
2019-08-19 21:00 | 43696.875 | 0 | 0 | 0 | 0 | 0 | 0 | 0 | 0 | 0 | 0 | 0 | 0
2019-08-19 22:00 | 43696.9167 | 0 | 0 | 0 | 0 | 0 | 0 | 0 | 0 | 0 | 0 | 0 | 0
2019-08-19 23:00 | 43696.9583 | 0 | 0 | 0 | 0 | 0 | 0 | 0 | 0 | 0 | 0 | 0 | 0
2019-08-20 | 43697 | 0 | 0 | 0 | 0 | 0 | 0 | 0 | 0 | 0 | 0 | 0 | 0
2019-08-20 01:00 | 43697.0417 | 0 | 0 | 0 | 0 | 0 | 0 | 0 | 0 | 0 | 0 | 0 | 0
2019-08-20 02:00 | 43697.0833 | 0 | 0 | 0 | 0 | 0 | 0 | 0 | 0 | 0 | 0 | 0 | 0
2019-08-20 03:00 | 43697.125 | 0 | 0 | 0 | 0 | 0 | 0 | 0 | 0 | 0 | 0 | 0 | 0
2019-08-20 04:00 | 43697.1667 | 0 | 0 | 0 | 0 | 0 | 0 | 0 | 0 | 0 | 0 | 0 | 0
2019-08-20 05:00 | 43697.2083 | 0 | 0 | 0 | 0 | 0 | 0 | 0 | 0 | 0 | 0 | 0 | 0
2019-08-20 06:00 | 43697.25 | 0.0012626 | 0.0016835 | 0.0021044 | 0.0025253 | 0.0029462 | 0.003367 | 0.0037879 | 0.0042088 | 0.0046297 | 0.0050506 | 0.0054714 | 0.0058923
2019-08-20 07:00 | 43697.2917 | 0.12928 | 0.17238 | 0.21547 | 0.25856 | 0.30166 | 0.34475 | 0.38785 | 0.43094 | 0.47404 | 0.51713 | 0.56022 | 0.60332
2019-08-20 08:00 | 43697.3333 | 0.70292 | 0.93723 | 1.1715 | 1.4058 | 1.6401 | 1.8745 | 2.1088 | 2.3431 | 2.5774 | 2.8117 | 3.046 | 3.2803
2019-08-20 09:00 | 43697.375 | 1.4549 | 1.9399 | 2.4249 | 2.9099 | 3.3949 | 3.8799 | 4.3648 | 4.8498 | 5.3348 | 5.8198 | 6.3048 | 6.7897
2019-08-20 10:00 | 43697.4167 | 2.0671 | 2.7561 | 3.4452 | 4.1342 | 4.8232 | 5.5123 | 6.2013 | 6.8903 | 7.5794 | 8.2684 | 8.9574 | 9.6465
2019-08-20 11:00 | 43697.4583 | 1.227 | 1.636 | 2.045 | 2.4539 | 2.8629 | 3.2719 | 3.6809 | 4.0899 | 4.4989 | 4.9079 | 5.3169 | 5.7259
2019-08-20 12:00 | 43697.5 | 1.562 | 2.0827 | 2.6033 | 3.124 | 3.6446 | 4.1653 | 4.686 | 5.2066 | 5.7273 | 6.248 | 6.7686 | 7.2893
2019-08-20 13:00 | 43697.5417 | 1.5075 | 2.01 | 2.5125 | 3.015 | 3.5176 | 4.0201 | 4.5226 | 5.0251 | 5.5276 | 6.0301 | 6.5326 | 7.0351
2019-08-20 14:00 | 43697.5833 | 1.3122 | 1.7496 | 2.187 | 2.6244 | 3.0618 | 3.4992 | 3.9366 | 4.374 | 4.8114 | 5.2488 | 5.6862 | 6.1236
2019-08-20 15:00 | 43697.625 | 1.553 | 2.0707 | 2.5884 | 3.106 | 3.6237 | 4.1414 | 4.6591 | 5.1767 | 5.6944 | 6.2121 | 6.7298 | 7.2474
2019-08-20 16:00 | 43697.6667 | 1.0025 | 1.3367 | 1.6709 | 2.005 | 2.3392 | 2.6734 | 3.0076 | 3.3417 | 3.6759 | 4.0101 | 4.3443 | 4.6784
2019-08-20 17:00 | 43697.7083 | 0.89694 | 1.1959 | 1.4949 | 1.7939 | 2.0929 | 2.3918 | 2.6908 | 2.9898 | 3.2888 | 3.5878 | 3.8868 | 4.1857
2019-08-20 18:00 | 43697.75 | 0.4351 | 0.58014 | 0.72517 | 0.8702 | 1.0152 | 1.1603 | 1.3053 | 1.4503 | 1.5954 | 1.7404 | 1.8854 | 2.0305
2019-08-20 19:00 | 43697.7917 | 0.11668 | 0.15558 | 0.19447 | 0.23337 | 0.27226 | 0.31116 | 0.35005 | 0.38895 | 0.42784 | 0.46673 | 0.50563 | 0.54452
2019-08-20 20:00 | 43697.8333 | 0.0040964 | 0.0054618 | 0.0068273 | 0.0081928 | 0.0095582 | 0.010924 | 0.012289 | 0.013655 | 0.01502 | 0.016386 | 0.017751 | 0.019116
2019-08-20 21:00 | 43697.875 | 0 | 0 | 0 | 0 | 0 | 0 | 0 | 0 | 0 | 0 | 0 | 0
2019-08-20 22:00 | 43697.9167 | 0 | 0 | 0 | 0 | 0 | 0 | 0 | 0 | 0 | 0 | 0 | 0
2019-08-20 23:00 | 43697.9583 | 0 | 0 | 0 | 0 | 0 | 0 | 0 | 0 | 0 | 0 | 0 | 0
2019-08-21 | 43698 | 0 | 0 | 0 | 0 | 0 | 0 | 0 | 0 | 0 | 0 | 0 | 0
2019-08-21 01:00 | 43698.0417 | 0 | 0 | 0 | 0 | 0 | 0 | 0 | 0 | 0 | 0 | 0 | 0
2019-08-21 02:00 | 43698.0833 | 0 | 0 | 0 | 0 | 0 | 0 | 0 | 0 | 0 | 0 | 0 | 0
2019-08-21 03:00 | 43698.125 | 0 | 0 | 0 | 0 | 0 | 0 | 0 | 0 | 0 | 0 | 0 | 0
2019-08-21 04:00 | 43698.1667 | 0 | 0 | 0 | 0 | 0 | 0 | 0 | 0 | 0 | 0 | 0 | 0
2019-08-21 05:00 | 43698.2083 | 0 | 0 | 0 | 0 | 0 | 0 | 0 | 0 | 0 | 0 | 0 | 0
2019-08-21 06:00 | 43698.25 | 0.001258 | 0.0016773 | 0.0020967 | 0.002516 | 0.0029353 | 0.0033547 | 0.003774 | 0.0041933 | 0.0046127 | 0.005032 | 0.0054513 | 0.0058706
2019-08-21 07:00 | 43698.2917 | 0.044904 | 0.059872 | 0.074839 | 0.089807 | 0.10478 | 0.11974 | 0.13471 | 0.14968 | 0.16465 | 0.17961 | 0.19458 | 0.20955
2019-08-21 08:00 | 43698.3333 | 0.65268 | 0.87024 | 1.0878 | 1.3054 | 1.5229 | 1.7405 | 1.958 | 2.1756 | 2.3932 | 2.6107 | 2.8283 | 3.0458
2019-08-21 09:00 | 43698.375 | 1.4156 | 1.8874 | 2.3593 | 2.8311 | 3.303 | 3.7748 | 4.2467 | 4.7186 | 5.1904 | 5.6623 | 6.1341 | 6.606
2019-08-21 10:00 | 43698.4167 | 0.8516 | 1.1355 | 1.4193 | 1.7032 | 1.9871 | 2.2709 | 2.5548 | 2.8387 | 3.1225 | 3.4064 | 3.6903 | 3.9741
2019-08-21 11:00 | 43698.4583 | 2.1268 | 2.8357 | 3.5446 | 4.2535 | 4.9624 | 5.6713 | 6.3803 | 7.0892 | 7.7981 | 8.507 | 9.2159 | 9.9248
2019-08-21 12:00 | 43698.5 | 1.1529 | 1.5372 | 1.9214 | 2.3057 | 2.69 | 3.0743 | 3.4586 | 3.8429 | 4.2272 | 4.6115 | 4.9958 | 5.3801
2019-08-21 13:00 | 43698.5417 | 0.56302 | 0.75069 | 0.93837 | 1.126 | 1.3137 | 1.5014 | 1.6891 | 1.8767 | 2.0644 | 2.2521 | 2.4398 | 2.6274
2019-08-21 14:00 | 43698.5833 | 0.13328 | 0.1777 | 0.22213 | 0.26655 | 0.31098 | 0.3554 | 0.39983 | 0.44425 | 0.48868 | 0.5331 | 0.57753 | 0.62195
2019-08-21 15:00 | 43698.625 | 1.2486 | 1.6648 | 2.0811 | 2.4973 | 2.9135 | 3.3297 | 3.7459 | 4.1621 | 4.5783 | 4.9945 | 5.4107 | 5.8269
2019-08-21 16:00 | 43698.6667 | 0.34006 | 0.45341 | 0.56676 | 0.68011 | 0.79346 | 0.90681 | 1.0202 | 1.1335 | 1.2469 | 1.3602 | 1.4736 | 1.5869
2019-08-21 17:00 | 43698.7083 | 0.34257 | 0.45676 | 0.57095 | 0.68514 | 0.79932 | 0.91351 | 1.0277 | 1.1419 | 1.2561 | 1.3703 | 1.4845 | 1.5986
2019-08-21 18:00 | 43698.75 | 0.22895 | 0.30527 | 0.38159 | 0.4579 | 0.53422 | 0.61054 | 0.68685 | 0.76317 | 0.83949 | 0.91581 | 0.99212 | 1.0684
2019-08-21 19:00 | 43698.7917 | 0.090164 | 0.12022 | 0.15027 | 0.18033 | 0.21038 | 0.24044 | 0.27049 | 0.30055 | 0.3306 | 0.36066 | 0.39071 | 0.42076
2019-08-21 20:00 | 43698.8333 | 0 | 0 | 0 | 0 | 0 | 0 | 0 | 0 | 0 | 0 | 0 | 0
2019-08-21 21:00 | 43698.875 | 0 | 0 | 0 | 0 | 0 | 0 | 0 | 0 | 0 | 0 | 0 | 0
2019-08-21 22:00 | 43698.9167 | 0 | 0 | 0 | 0 | 0 | 0 | 0 | 0 | 0 | 0 | 0 | 0
2019-08-21 23:00 | 43698.9583 | 0 | 0 | 0 | 0 | 0 | 0 | 0 | 0 | 0 | 0 | 0 | 0
2019-08-22 | 43699 | 0 | 0 | 0 | 0 | 0 | 0 | 0 | 0 | 0 | 0 | 0 | 0
2019-08-22 01:00 | 43699.0417 | 0 | 0 | 0 | 0 | 0 | 0 | 0 | 0 | 0 | 0 | 0 | 0
2019-08-22 02:00 | 43699.0833 | 0 | 0 | 0 | 0 | 0 | 0 | 0 | 0 | 0 | 0 | 0 | 0
2019-08-22 03:00 | 43699.125 | 0 | 0 | 0 | 0 | 0 | 0 | 0 | 0 | 0 | 0 | 0 | 0
2019-08-22 04:00 | 43699.1667 | 0 | 0 | 0 | 0 | 0 | 0 | 0 | 0 | 0 | 0 | 0 | 0
2019-08-22 05:00 | 43699.2083 | 0 | 0 | 0 | 0 | 0 | 0 | 0 | 0 | 0 | 0 | 0 | 0
2019-08-22 06:00 | 43699.25 | 0.0012968 | 0.0017291 | 0.0021613 | 0.0025936 | 0.0030258 | 0.0034581 | 0.0038904 | 0.0043226 | 0.0047549 | 0.0051872 | 0.0056194 | 0.0060517
2019-08-22 07:00 | 43699.2917 | 0.089169 | 0.11889 | 0.14861 | 0.17834 | 0.20806 | 0.23778 | 0.26751 | 0.29723 | 0.32695 | 0.35668 | 0.3864 | 0.41612
2019-08-22 08:00 | 43699.3333 | 0.29424 | 0.39232 | 0.4904 | 0.58848 | 0.68655 | 0.78463 | 0.88271 | 0.98079 | 1.0789 | 1.177 | 1.275 | 1.3731
2019-08-22 09:00 | 43699.375 | 0.53497 | 0.71329 | 0.89161 | 1.0699 | 1.2483 | 1.4266 | 1.6049 | 1.7832 | 1.9615 | 2.1399 | 2.3182 | 2.4965
2019-08-22 10:00 | 43699.4167 | 0.81875 | 1.0917 | 1.3646 | 1.6375 | 1.9104 | 2.1833 | 2.4563 | 2.7292 | 3.0021 | 3.275 | 3.5479 | 3.8209
2019-08-22 11:00 | 43699.4583 | 1.0039 | 1.3386 | 1.6732 | 2.0079 | 2.3425 | 2.6772 | 3.0118 | 3.3465 | 3.6811 | 4.0158 | 4.3504 | 4.6851
2019-08-22 12:00 | 43699.5 | 1.0656 | 1.4208 | 1.7761 | 2.1313 | 2.4865 | 2.8417 | 3.1969 | 3.5521 | 3.9073 | 4.2625 | 4.6177 | 4.973
2019-08-22 13:00 | 43699.5417 | 0.98774 | 1.317 | 1.6462 | 1.9755 | 2.3047 | 2.634 | 2.9632 | 3.2925 | 3.6217 | 3.951 | 4.2802 | 4.6095
2019-08-22 14:00 | 43699.5833 | 0.8475 | 1.13 | 1.4125 | 1.695 | 1.9775 | 2.26 | 2.5425 | 2.825 | 3.1075 | 3.39 | 3.6725 | 3.955
2019-08-22 15:00 | 43699.625 | 0.74732 | 0.99643 | 1.2455 | 1.4946 | 1.7438 | 1.9929 | 2.242 | 2.4911 | 2.7402 | 2.9893 | 3.2384 | 3.4875
2019-08-22 16:00 | 43699.6667 | 0.71913 | 0.95884 | 1.1986 | 1.4383 | 1.678 | 1.9177 | 2.1574 | 2.3971 | 2.6368 | 2.8765 | 3.1162 | 3.3559
2019-08-22 17:00 | 43699.7083 | 0.50638 | 0.67518 | 0.84397 | 1.0128 | 1.1816 | 1.3504 | 1.5191 | 1.6879 | 1.8567 | 2.0255 | 2.1943 | 2.3631
2019-08-22 18:00 | 43699.75 | 0.30872 | 0.41163 | 0.51454 | 0.61745 | 0.72035 | 0.82326 | 0.92617 | 1.0291 | 1.132 | 1.2349 | 1.3378 | 1.4407
2019-08-22 19:00 | 43699.7917 | 0.085995 | 0.11466 | 0.14333 | 0.17199 | 0.20066 | 0.22932 | 0.25799 | 0.28665 | 0.31532 | 0.34398 | 0.37265 | 0.40131
2019-08-22 20:00 | 43699.8333 | 0 | 0 | 0 | 0 | 0 | 0 | 0 | 0 | 0 | 0 | 0 | 0
2019-08-22 21:00 | 43699.875 | 0 | 0 | 0 | 0 | 0 | 0 | 0 | 0 | 0 | 0 | 0 | 0
2019-08-22 22:00 | 43699.9167 | 0 | 0 | 0 | 0 | 0 | 0 | 0 | 0 | 0 | 0 | 0 | 0
2019-08-22 23:00 | 43699.9583 | 0 | 0 | 0 | 0 | 0 | 0 | 0 | 0 | 0 | 0 | 0 | 0
2019-08-23 | 43700 | 0 | 0 | 0 | 0 | 0 | 0 | 0 | 0 | 0 | 0 | 0 | 0
2019-08-23 01:00 | 43700.0417 | 0 | 0 | 0 | 0 | 0 | 0 | 0 | 0 | 0 | 0 | 0 | 0
2019-08-23 02:00 | 43700.0833 | 0 | 0 | 0 | 0 | 0 | 0 | 0 | 0 | 0 | 0 | 0 | 0
2019-08-23 03:00 | 43700.125 | 0 | 0 | 0 | 0 | 0 | 0 | 0 | 0 | 0 | 0 | 0 | 0
2019-08-23 04:00 | 43700.1667 | 0 | 0 | 0 | 0 | 0 | 0 | 0 | 0 | 0 | 0 | 0 | 0
2019-08-23 05:00 | 43700.2083 | 0 | 0 | 0 | 0 | 0 | 0 | 0 | 0 | 0 | 0 | 0 | 0
2019-08-23 06:00 | 43700.25 | 0.0012781 | 0.0017042 | 0.0021302 | 0.0025563 | 0.0029823 | 0.0034084 | 0.0038344 | 0.0042605 | 0.0046865 | 0.0051126 | 0.0055386 | 0.0059647
2019-08-23 07:00 | 43700.2917 | 0.013879 | 0.018505 | 0.023131 | 0.027757 | 0.032384 | 0.03701 | 0.041636 | 0.046262 | 0.050889 | 0.055515 | 0.060141 | 0.064767
2019-08-23 08:00 | 43700.3333 | 0.1597 | 0.21293 | 0.26617 | 0.3194 | 0.37263 | 0.42587 | 0.4791 | 0.53233 | 0.58557 | 0.6388 | 0.69203 | 0.74527
2019-08-23 09:00 | 43700.375 | 0.13973 | 0.18631 | 0.23289 | 0.27947 | 0.32605 | 0.37262 | 0.4192 | 0.46578 | 0.51236 | 0.55894 | 0.60551 | 0.65209
2019-08-23 10:00 | 43700.4167 | 0.15138 | 0.20184 | 0.2523 | 0.30276 | 0.35322 | 0.40368 | 0.45414 | 0.5046 | 0.55506 | 0.60552 | 0.65598 | 0.70644
2019-08-23 11:00 | 43700.4583 | 0.50627 | 0.67503 | 0.84379 | 1.0125 | 1.1813 | 1.3501 | 1.5188 | 1.6876 | 1.8563 | 2.0251 | 2.1938 | 2.3626
2019-08-23 12:00 | 43700.5 | 0.42344 | 0.56459 | 0.70574 | 0.84688 | 0.98803 | 1.1292 | 1.2703 | 1.4115 | 1.5526 | 1.6938 | 1.8349 | 1.9761
2019-08-23 13:00 | 43700.5417 | 0.50835 | 0.6778 | 0.84725 | 1.0167 | 1.1861 | 1.3556 | 1.525 | 1.6945 | 1.8639 | 2.0334 | 2.2028 | 2.3723
2019-08-23 14:00 | 43700.5833 | 1.1621 | 1.5495 | 1.9368 | 2.3242 | 2.7116 | 3.0989 | 3.4863 | 3.8736 | 4.261 | 4.6484 | 5.0357 | 5.4231
2019-08-23 15:00 | 43700.625 | 1.9553 | 2.607 | 3.2588 | 3.9105 | 4.5623 | 5.214 | 5.8658 | 6.5175 | 7.1693 | 7.821 | 8.4728 | 9.1245
2019-08-23 16:00 | 43700.6667 | 1.3 | 1.7334 | 2.1667 | 2.6001 | 3.0334 | 3.4668 | 3.9001 | 4.3335 | 4.7668 | 5.2002 | 5.6335 | 6.0669
2019-08-23 17:00 | 43700.7083 | 0.77372 | 1.0316 | 1.2895 | 1.5474 | 1.8053 | 2.0633 | 2.3212 | 2.5791 | 2.837 | 3.0949 | 3.3528 | 3.6107
2019-08-23 18:00 | 43700.75 | 0.42362 | 0.56482 | 0.70603 | 0.84724 | 0.98844 | 1.1296 | 1.2709 | 1.4121 | 1.5533 | 1.6945 | 1.8357 | 1.9769
2019-08-23 19:00 | 43700.7917 | 0.072379 | 0.096505 | 0.12063 | 0.14476 | 0.16888 | 0.19301 | 0.21714 | 0.24126 | 0.26539 | 0.28951 | 0.31364 | 0.33777
2019-08-23 20:00 | 43700.8333 | 0.0026063 | 0.0034751 | 0.0043439 | 0.0052126 | 0.0060814 | 0.0069502 | 0.0078189 | 0.0086877 | 0.0095565 | 0.010425 | 0.011294 | 0.012163
2019-08-23 21:00 | 43700.875 | 0 | 0 | 0 | 0 | 0 | 0 | 0 | 0 | 0 | 0 | 0 | 0
2019-08-23 22:00 | 43700.9167 | 0 | 0 | 0 | 0 | 0 | 0 | 0 | 0 | 0 | 0 | 0 | 0
2019-08-23 23:00 | 43700.9583 | 0 | 0 | 0 | 0 | 0 | 0 | 0 | 0 | 0 | 0 | 0 | 0
2019-08-24 | 43701 | 0 | 0 | 0 | 0 | 0 | 0 | 0 | 0 | 0 | 0 | 0 | 0
2019-08-24 01:00 | 43701.0417 | 0 | 0 | 0 | 0 | 0 | 0 | 0 | 0 | 0 | 0 | 0 | 0
2019-08-24 02:00 | 43701.0833 | 0 | 0 | 0 | 0 | 0 | 0 | 0 | 0 | 0 | 0 | 0 | 0
2019-08-24 03:00 | 43701.125 | 0 | 0 | 0 | 0 | 0 | 0 | 0 | 0 | 0 | 0 | 0 | 0
2019-08-24 04:00 | 43701.1667 | 0 | 0 | 0 | 0 | 0 | 0 | 0 | 0 | 0 | 0 | 0 | 0
2019-08-24 05:00 | 43701.2083 | 0 | 0 | 0 | 0 | 0 | 0 | 0 | 0 | 0 | 0 | 0 | 0
2019-08-24 06:00 | 43701.25 | 0 | 0 | 0 | 0 | 0 | 0 | 0 | 0 | 0 | 0 | 0 | 0
2019-08-24 07:00 | 43701.2917 | 0.13106 | 0.17475 | 0.21844 | 0.26213 | 0.30582 | 0.34951 | 0.39319 | 0.43688 | 0.48057 | 0.52426 | 0.56795 | 0.61164
2019-08-24 08:00 | 43701.3333 | 0.40174 | 0.53566 | 0.66957 | 0.80348 | 0.9374 | 1.0713 | 1.2052 | 1.3391 | 1.4731 | 1.607 | 1.7409 | 1.8748
2019-08-24 09:00 | 43701.375 | 0.81891 | 1.0919 | 1.3648 | 1.6378 | 1.9108 | 2.1838 | 2.4567 | 2.7297 | 3.0027 | 3.2756 | 3.5486 | 3.8216
2019-08-24 10:00 | 43701.4167 | 1.1395 | 1.5194 | 1.8992 | 2.279 | 2.6589 | 3.0387 | 3.4186 | 3.7984 | 4.1782 | 4.5581 | 4.9379 | 5.3178
2019-08-24 11:00 | 43701.4583 | 1.3455 | 1.7939 | 2.2424 | 2.6909 | 3.1394 | 3.5879 | 4.0364 | 4.4849 | 4.9334 | 5.3818 | 5.8303 | 6.2788
2019-08-24 12:00 | 43701.5 | 1.4628 | 1.9503 | 2.4379 | 2.9255 | 3.4131 | 3.9007 | 4.3883 | 4.8758 | 5.3634 | 5.851 | 6.3386 | 6.8262
2019-08-24 13:00 | 43701.5417 | 1.4254 | 1.9005 | 2.3756 | 2.8508 | 3.3259 | 3.801 | 4.2761 | 4.7513 | 5.2264 | 5.7015 | 6.1767 | 6.6518
2019-08-24 14:00 | 43701.5833 | 1.3884 | 1.8512 | 2.314 | 2.7768 | 3.2396 | 3.7024 | 4.1653 | 4.6281 | 5.0909 | 5.5537 | 6.0165 | 6.4793
2019-08-24 15:00 | 43701.625 | 1.1861 | 1.5815 | 1.9768 | 2.3722 | 2.7676 | 3.1629 | 3.5583 | 3.9537 | 4.349 | 4.7444 | 5.1398 | 5.5352
2019-08-24 16:00 | 43701.6667 | 0.97215 | 1.2962 | 1.6202 | 1.9443 | 2.2683 | 2.5924 | 2.9164 | 3.2405 | 3.5645 | 3.8886 | 4.2126 | 4.5367
2019-08-24 17:00 | 43701.7083 | 0.68139 | 0.90852 | 1.1356 | 1.3628 | 1.5899 | 1.817 | 2.0442 | 2.2713 | 2.4984 | 2.7256 | 2.9527 | 3.1798
2019-08-24 18:00 | 43701.75 | 0.37742 | 0.50322 | 0.62903 | 0.75484 | 0.88064 | 1.0064 | 1.1323 | 1.2581 | 1.3839 | 1.5097 | 1.6355 | 1.7613
2019-08-24 19:00 | 43701.7917 | 0.090487 | 0.12065 | 0.15081 | 0.18097 | 0.21114 | 0.2413 | 0.27146 | 0.30162 | 0.33179 | 0.36195 | 0.39211 | 0.42227
2019-08-24 20:00 | 43701.8333 | 0 | 0 | 0 | 0 | 0 | 0 | 0 | 0 | 0 | 0 | 0 | 0
2019-08-24 21:00 | 43701.875 | 0 | 0 | 0 | 0 | 0 | 0 | 0 | 0 | 0 | 0 | 0 | 0
2019-08-24 22:00 | 43701.9167 | 0 | 0 | 0 | 0 | 0 | 0 | 0 | 0 | 0 | 0 | 0 | 0
2019-08-24 23:00 | 43701.9583 | 0 | 0 | 0 | 0 | 0 | 0 | 0 | 0 | 0 | 0 | 0 | 0
2019-08-25 | 43702 | 0 | 0 | 0 | 0 | 0 | 0 | 0 | 0 | 0 | 0 | 0 | 0
2019-08-25 01:00 | 43702.0417 | 0 | 0 | 0 | 0 | 0 | 0 | 0 | 0 | 0 | 0 | 0 | 0
2019-08-25 02:00 | 43702.0833 | 0 | 0 | 0 | 0 | 0 | 0 | 0 | 0 | 0 | 0 | 0 | 0
2019-08-25 03:00 | 43702.125 | 0 | 0 | 0 | 0 | 0 | 0 | 0 | 0 | 0 | 0 | 0 | 0
2019-08-25 04:00 | 43702.1667 | 0 | 0 | 0 | 0 | 0 | 0 | 0 | 0 | 0 | 0 | 0 | 0
2019-08-25 05:00 | 43702.2083 | 0 | 0 | 0 | 0 | 0 | 0 | 0 | 0 | 0 | 0 | 0 | 0
2019-08-25 06:00 | 43702.25 | 0 | 0 | 0 | 0 | 0 | 0 | 0 | 0 | 0 | 0 | 0 | 0
2019-08-25 07:00 | 43702.2917 | 0.027775 | 0.037033 | 0.046291 | 0.05555 | 0.064808 | 0.074066 | 0.083325 | 0.092583 | 0.10184 | 0.1111 | 0.12036 | 0.12962
2019-08-25 08:00 | 43702.3333 | 0.098779 | 0.13171 | 0.16463 | 0.19756 | 0.23048 | 0.26341 | 0.29634 | 0.32926 | 0.36219 | 0.39512 | 0.42804 | 0.46097
2019-08-25 09:00 | 43702.375 | 0.3776 | 0.50347 | 0.62934 | 0.75521 | 0.88108 | 1.0069 | 1.1328 | 1.2587 | 1.3845 | 1.5104 | 1.6363 | 1.7622
2019-08-25 10:00 | 43702.4167 | 0.48034 | 0.64046 | 0.80057 | 0.96068 | 1.1208 | 1.2809 | 1.441 | 1.6011 | 1.7613 | 1.9214 | 2.0815 | 2.2416
2019-08-25 11:00 | 43702.4583 | 1.298 | 1.7307 | 2.1634 | 2.5961 | 3.0288 | 3.4615 | 3.8941 | 4.3268 | 4.7595 | 5.1922 | 5.6249 | 6.0575
2019-08-25 12:00 | 43702.5 | 1.6258 | 2.1677 | 2.7096 | 3.2515 | 3.7935 | 4.3354 | 4.8773 | 5.4192 | 5.9611 | 6.5031 | 7.045 | 7.5869
2019-08-25 13:00 | 43702.5417 | 2.2433 | 2.991 | 3.7388 | 4.4865 | 5.2343 | 5.982 | 6.7298 | 7.4775 | 8.2253 | 8.973 | 9.7208 | 10.4686
2019-08-25 14:00 | 43702.5833 | 2.1945 | 2.926 | 3.6575 | 4.389 | 5.1205 | 5.852 | 6.5835 | 7.315 | 8.0465 | 8.778 | 9.5095 | 10.2411
2019-08-25 15:00 | 43702.625 | 2.3467 | 3.1289 | 3.9111 | 4.6933 | 5.4756 | 6.2578 | 7.04 | 7.8222 | 8.6045 | 9.3867 | 10.1689 | 10.9511
2019-08-25 16:00 | 43702.6667 | 1.9302 | 2.5736 | 3.2171 | 3.8605 | 4.5039 | 5.1473 | 5.7907 | 6.4341 | 7.0775 | 7.7209 | 8.3644 | 9.0078
2019-08-25 17:00 | 43702.7083 | 1.1928 | 1.5904 | 1.988 | 2.3856 | 2.7832 | 3.1808 | 3.5784 | 3.976 | 4.3736 | 4.7712 | 5.1688 | 5.5664
2019-08-25 18:00 | 43702.75 | 0.55941 | 0.74588 | 0.93235 | 1.1188 | 1.3053 | 1.4918 | 1.6782 | 1.8647 | 2.0512 | 2.2376 | 2.4241 | 2.6106
2019-08-25 19:00 | 43702.7917 | 0.055833 | 0.074444 | 0.093056 | 0.11167 | 0.13028 | 0.14889 | 0.1675 | 0.18611 | 0.20472 | 0.22333 | 0.24194 | 0.26056
2019-08-25 20:00 | 43702.8333 | 0.0010475 | 0.0013966 | 0.0017458 | 0.0020949 | 0.0024441 | 0.0027932 | 0.0031424 | 0.0034916 | 0.0038407 | 0.0041899 | 0.004539 | 0.0048882
2019-08-25 21:00 | 43702.875 | 0 | 0 | 0 | 0 | 0 | 0 | 0 | 0 | 0 | 0 | 0 | 0
2019-08-25 22:00 | 43702.9167 | 0 | 0 | 0 | 0 | 0 | 0 | 0 | 0 | 0 | 0 | 0 | 0
2019-08-25 23:00 | 43702.9583 | 0 | 0 | 0 | 0 | 0 | 0 | 0 | 0 | 0 | 0 | 0 | 0
2019-08-26 | 43703 | 0 | 0 | 0 | 0 | 0 | 0 | 0 | 0 | 0 | 0 | 0 | 0
2019-08-26 01:00 | 43703.0417 | 0 | 0 | 0 | 0 | 0 | 0 | 0 | 0 | 0 | 0 | 0 | 0
2019-08-26 02:00 | 43703.0833 | 0 | 0 | 0 | 0 | 0 | 0 | 0 | 0 | 0 | 0 | 0 | 0
2019-08-26 03:00 | 43703.125 | 0 | 0 | 0 | 0 | 0 | 0 | 0 | 0 | 0 | 0 | 0 | 0
2019-08-26 04:00 | 43703.1667 | 0 | 0 | 0 | 0 | 0 | 0 | 0 | 0 | 0 | 0 | 0 | 0
2019-08-26 05:00 | 43703.2083 | 0 | 0 | 0 | 0 | 0 | 0 | 0 | 0 | 0 | 0 | 0 | 0
2019-08-26 06:00 | 43703.25 | 0 | 0 | 0 | 0 | 0 | 0 | 0 | 0 | 0 | 0 | 0 | 0
2019-08-26 07:00 | 43703.2917 | 0.12027 | 0.16036 | 0.20045 | 0.24054 | 0.28063 | 0.32072 | 0.36081 | 0.4009 | 0.44099 | 0.48108 | 0.52117 | 0.56126
2019-08-26 08:00 | 43703.3333 | 0.49382 | 0.65842 | 0.82303 | 0.98763 | 1.1522 | 1.3168 | 1.4814 | 1.6461 | 1.8107 | 1.9753 | 2.1399 | 2.3045
2019-08-26 09:00 | 43703.375 | 0.96061 | 1.2808 | 1.601 | 1.9212 | 2.2414 | 2.5616 | 2.8818 | 3.202 | 3.5222 | 3.8424 | 4.1626 | 4.4828
2019-08-26 10:00 | 43703.4167 | 1.3667 | 1.8222 | 2.2778 | 2.7334 | 3.1889 | 3.6445 | 4.1 | 4.5556 | 5.0111 | 5.4667 | 5.9223 | 6.3778
2019-08-26 11:00 | 43703.4583 | 1.6136 | 2.1515 | 2.6893 | 3.2272 | 3.7651 | 4.303 | 4.8408 | 5.3787 | 5.9166 | 6.4544 | 6.9923 | 7.5302
2019-08-26 12:00 | 43703.5 | 1.8736 | 2.4982 | 3.1227 | 3.7473 | 4.3718 | 4.9964 | 5.6209 | 6.2454 | 6.87 | 7.4945 | 8.1191 | 8.7436
2019-08-26 13:00 | 43703.5417 | 1.9596 | 2.6128 | 3.266 | 3.9192 | 4.5724 | 5.2256 | 5.8789 | 6.5321 | 7.1853 | 7.8385 | 8.4917 | 9.1449
2019-08-26 14:00 | 43703.5833 | 1.9304 | 2.5739 | 3.2174 | 3.8608 | 4.5043 | 5.1478 | 5.7912 | 6.4347 | 7.0782 | 7.7217 | 8.3651 | 9.0086
2019-08-26 15:00 | 43703.625 | 1.6322 | 2.1763 | 2.7203 | 3.2644 | 3.8085 | 4.3525 | 4.8966 | 5.4407 | 5.9847 | 6.5288 | 7.0729 | 7.6169
2019-08-26 16:00 | 43703.6667 | 1.2901 | 1.7202 | 2.1502 | 2.5802 | 3.0103 | 3.4403 | 3.8704 | 4.3004 | 4.7304 | 5.1605 | 5.5905 | 6.0206
2019-08-26 17:00 | 43703.7083 | 0.86622 | 1.155 | 1.4437 | 1.7324 | 2.0212 | 2.3099 | 2.5987 | 2.8874 | 3.1761 | 3.4649 | 3.7536 | 4.0423
2019-08-26 18:00 | 43703.75 | 0.42551 | 0.56735 | 0.70919 | 0.85103 | 0.99286 | 1.1347 | 1.2765 | 1.4184 | 1.5602 | 1.7021 | 1.8439 | 1.9857
2019-08-26 19:00 | 43703.7917 | 0.059333 | 0.079111 | 0.098889 | 0.11867 | 0.13844 | 0.15822 | 0.178 | 0.19778 | 0.21756 | 0.23733 | 0.25711 | 0.27689
2019-08-26 20:00 | 43703.8333 | 0 | 0 | 0 | 0 | 0 | 0 | 0 | 0 | 0 | 0 | 0 | 0
2019-08-26 21:00 | 43703.875 | 0 | 0 | 0 | 0 | 0 | 0 | 0 | 0 | 0 | 0 | 0 | 0
2019-08-26 22:00 | 43703.9167 | 0 | 0 | 0 | 0 | 0 | 0 | 0 | 0 | 0 | 0 | 0 | 0
2019-08-26 23:00 | 43703.9583 | 0 | 0 | 0 | 0 | 0 | 0 | 0 | 0 | 0 | 0 | 0 | 0
2019-08-27 | 43704 | 0 | 0 | 0 | 0 | 0 | 0 | 0 | 0 | 0 | 0 | 0 | 0
2019-08-27 01:00 | 43704.0417 | 0 | 0 | 0 | 0 | 0 | 0 | 0 | 0 | 0 | 0 | 0 | 0
2019-08-27 02:00 | 43704.0833 | 0 | 0 | 0 | 0 | 0 | 0 | 0 | 0 | 0 | 0 | 0 | 0
2019-08-27 03:00 | 43704.125 | 0 | 0 | 0 | 0 | 0 | 0 | 0 | 0 | 0 | 0 | 0 | 0
2019-08-27 04:00 | 43704.1667 | 0 | 0 | 0 | 0 | 0 | 0 | 0 | 0 | 0 | 0 | 0 | 0
2019-08-27 05:00 | 43704.2083 | 0 | 0 | 0 | 0 | 0 | 0 | 0 | 0 | 0 | 0 | 0 | 0
2019-08-27 06:00 | 43704.25 | 0.0027723 | 0.0036964 | 0.0046205 | 0.0055446 | 0.0064687 | 0.0073928 | 0.0083169 | 0.009241 | 0.010165 | 0.011089 | 0.012013 | 0.012937
2019-08-27 07:00 | 43704.2917 | 0.079761 | 0.10635 | 0.13293 | 0.15952 | 0.18611 | 0.2127 | 0.23928 | 0.26587 | 0.29246 | 0.31904 | 0.34563 | 0.37222
2019-08-27 08:00 | 43704.3333 | 0.27697 | 0.3693 | 0.46162 | 0.55394 | 0.64627 | 0.73859 | 0.83092 | 0.92324 | 1.0156 | 1.1079 | 1.2002 | 1.2925
2019-08-27 09:00 | 43704.375 | 0.55293 | 0.73723 | 0.92154 | 1.1059 | 1.2902 | 1.4745 | 1.6588 | 1.8431 | 2.0274 | 2.2117 | 2.396 | 2.5803
2019-08-27 10:00 | 43704.4167 | 0.87034 | 1.1605 | 1.4506 | 1.7407 | 2.0308 | 2.3209 | 2.611 | 2.9011 | 3.1912 | 3.4814 | 3.7715 | 4.0616
2019-08-27 11:00 | 43704.4583 | 1.3604 | 1.8138 | 2.2673 | 2.7207 | 3.1742 | 3.6277 | 4.0811 | 4.5346 | 4.988 | 5.4415 | 5.895 | 6.3484
2019-08-27 12:00 | 43704.5 | 1.961 | 2.6147 | 3.2683 | 3.922 | 4.5756 | 5.2293 | 5.883 | 6.5366 | 7.1903 | 7.844 | 8.4976 | 9.1513
2019-08-27 13:00 | 43704.5417 | 1.9416 | 2.5888 | 3.236 | 3.8832 | 4.5304 | 5.1776 | 5.8248 | 6.472 | 7.1192 | 7.7664 | 8.4136 | 9.0608
2019-08-27 14:00 | 43704.5833 | 0.91744 | 1.2232 | 1.5291 | 1.8349 | 2.1407 | 2.4465 | 2.7523 | 3.0581 | 3.3639 | 3.6697 | 3.9756 | 4.2814
2019-08-27 15:00 | 43704.625 | 0.8632 | 1.1509 | 1.4387 | 1.7264 | 2.0141 | 2.3019 | 2.5896 | 2.8773 | 3.1651 | 3.4528 | 3.7405 | 4.0283
2019-08-27 16:00 | 43704.6667 | 0.42679 | 0.56905 | 0.71131 | 0.85357 | 0.99583 | 1.1381 | 1.2804 | 1.4226 | 1.5649 | 1.7071 | 1.8494 | 1.9917
2019-08-27 17:00 | 43704.7083 | 1.0353 | 1.3804 | 1.7255 | 2.0706 | 2.4157 | 2.7608 | 3.1059 | 3.451 | 3.7961 | 4.1412 | 4.4863 | 4.8314
2019-08-27 18:00 | 43704.75 | 0.57037 | 0.76049 | 0.95061 | 1.1407 | 1.3309 | 1.521 | 1.7111 | 1.9012 | 2.0914 | 2.2815 | 2.4716 | 2.6617
2019-08-27 19:00 | 43704.7917 | 0.045303 | 0.060404 | 0.075505 | 0.090606 | 0.10571 | 0.12081 | 0.13591 | 0.15101 | 0.16611 | 0.18121 | 0.19631 | 0.21141
2019-08-27 20:00 | 43704.8333 | 0 | 0 | 0 | 0 | 0 | 0 | 0 | 0 | 0 | 0 | 0 | 0
2019-08-27 21:00 | 43704.875 | 0 | 0 | 0 | 0 | 0 | 0 | 0 | 0 | 0 | 0 | 0 | 0
2019-08-27 22:00 | 43704.9167 | 0 | 0 | 0 | 0 | 0 | 0 | 0 | 0 | 0 | 0 | 0 | 0
2019-08-27 23:00 | 43704.9583 | 0 | 0 | 0 | 0 | 0 | 0 | 0 | 0 | 0 | 0 | 0 | 0
2019-08-28 | 43705 | 0 | 0 | 0 | 0 | 0 | 0 | 0 | 0 | 0 | 0 | 0 | 0
2019-08-28 01:00 | 43705.0417 | 0 | 0 | 0 | 0 | 0 | 0 | 0 | 0 | 0 | 0 | 0 | 0
2019-08-28 02:00 | 43705.0833 | 0 | 0 | 0 | 0 | 0 | 0 | 0 | 0 | 0 | 0 | 0 | 0
2019-08-28 03:00 | 43705.125 | 0 | 0 | 0 | 0 | 0 | 0 | 0 | 0 | 0 | 0 | 0 | 0
2019-08-28 04:00 | 43705.1667 | 0 | 0 | 0 | 0 | 0 | 0 | 0 | 0 | 0 | 0 | 0 | 0
2019-08-28 05:00 | 43705.2083 | 0 | 0 | 0 | 0 | 0 | 0 | 0 | 0 | 0 | 0 | 0 | 0
2019-08-28 06:00 | 43705.25 | 0 | 0 | 0 | 0 | 0 | 0 | 0 | 0 | 0 | 0 | 0 | 0
2019-08-28 07:00 | 43705.2917 | 0.083206 | 0.11094 | 0.13868 | 0.16641 | 0.19415 | 0.22188 | 0.24962 | 0.27735 | 0.30509 | 0.33282 | 0.36056 | 0.38829
2019-08-28 08:00 | 43705.3333 | 0.12658 | 0.16878 | 0.21097 | 0.25316 | 0.29536 | 0.33755 | 0.37974 | 0.42194 | 0.46413 | 0.50633 | 0.54852 | 0.59071
2019-08-28 09:00 | 43705.375 | 0.61535 | 0.82047 | 1.0256 | 1.2307 | 1.4358 | 1.6409 | 1.8461 | 2.0512 | 2.2563 | 2.4614 | 2.6665 | 2.8716
2019-08-28 10:00 | 43705.4167 | 0.63244 | 0.84326 | 1.0541 | 1.2649 | 1.4757 | 1.6865 | 1.8973 | 2.1081 | 2.319 | 2.5298 | 2.7406 | 2.9514
2019-08-28 11:00 | 43705.4583 | 1.0684 | 1.4245 | 1.7807 | 2.1368 | 2.493 | 2.8491 | 3.2052 | 3.5614 | 3.9175 | 4.2736 | 4.6298 | 4.9859
2019-08-28 12:00 | 43705.5 | 1.3285 | 1.7714 | 2.2142 | 2.6571 | 3.0999 | 3.5428 | 3.9856 | 4.4285 | 4.8713 | 5.3141 | 5.757 | 6.1998
2019-08-28 13:00 | 43705.5417 | 0.74912 | 0.99882 | 1.2485 | 1.4982 | 1.7479 | 1.9976 | 2.2474 | 2.4971 | 2.7468 | 2.9965 | 3.2462 | 3.4959
2019-08-28 14:00 | 43705.5833 | 0.70387 | 0.93849 | 1.1731 | 1.4077 | 1.6424 | 1.877 | 2.1116 | 2.3462 | 2.5809 | 2.8155 | 3.0501 | 3.2847
2019-08-28 15:00 | 43705.625 | 0.40117 | 0.5349 | 0.66862 | 0.80234 | 0.93607 | 1.0698 | 1.2035 | 1.3372 | 1.471 | 1.6047 | 1.7384 | 1.8721
2019-08-28 16:00 | 43705.6667 | 0.4624 | 0.61653 | 0.77067 | 0.9248 | 1.0789 | 1.2331 | 1.3872 | 1.5413 | 1.6955 | 1.8496 | 2.0037 | 2.1579
2019-08-28 17:00 | 43705.7083 | 0.40363 | 0.53817 | 0.67271 | 0.80725 | 0.94179 | 1.0763 | 1.2109 | 1.3454 | 1.48 | 1.6145 | 1.749 | 1.8836
2019-08-28 18:00 | 43705.75 | 0.10665 | 0.14221 | 0.17776 | 0.21331 | 0.24886 | 0.28441 | 0.31996 | 0.35552 | 0.39107 | 0.42662 | 0.46217 | 0.49772
2019-08-28 19:00 | 43705.7917 | 0.046267 | 0.06169 | 0.077112 | 0.092535 | 0.10796 | 0.12338 | 0.1388 | 0.15422 | 0.16965 | 0.18507 | 0.20049 | 0.21591
2019-08-28 20:00 | 43705.8333 | 0 | 0 | 0 | 0 | 0 | 0 | 0 | 0 | 0 | 0 | 0 | 0
2019-08-28 21:00 | 43705.875 | 0 | 0 | 0 | 0 | 0 | 0 | 0 | 0 | 0 | 0 | 0 | 0
2019-08-28 22:00 | 43705.9167 | 0 | 0 | 0 | 0 | 0 | 0 | 0 | 0 | 0 | 0 | 0 | 0
2019-08-28 23:00 | 43705.9583 | 0 | 0 | 0 | 0 | 0 | 0 | 0 | 0 | 0 | 0 | 0 | 0
2019-08-29 | 43706 | 0 | 0 | 0 | 0 | 0 | 0 | 0 | 0 | 0 | 0 | 0 | 0
2019-08-29 01:00 | 43706.0417 | 0 | 0 | 0 | 0 | 0 | 0 | 0 | 0 | 0 | 0 | 0 | 0
2019-08-29 02:00 | 43706.0833 | 0 | 0 | 0 | 0 | 0 | 0 | 0 | 0 | 0 | 0 | 0 | 0
2019-08-29 03:00 | 43706.125 | 0 | 0 | 0 | 0 | 0 | 0 | 0 | 0 | 0 | 0 | 0 | 0
2019-08-29 04:00 | 43706.1667 | 0 | 0 | 0 | 0 | 0 | 0 | 0 | 0 | 0 | 0 | 0 | 0
2019-08-29 05:00 | 43706.2083 | 0 | 0 | 0 | 0 | 0 | 0 | 0 | 0 | 0 | 0 | 0 | 0
2019-08-29 06:00 | 43706.25 | 0 | 0 | 0 | 0 | 0 | 0 | 0 | 0 | 0 | 0 | 0 | 0
2019-08-29 07:00 | 43706.2917 | 0.11776 | 0.15701 | 0.19627 | 0.23552 | 0.27478 | 0.31403 | 0.35328 | 0.39254 | 0.43179 | 0.47104 | 0.5103 | 0.54955
2019-08-29 08:00 | 43706.3333 | 0.67425 | 0.89899 | 1.1237 | 1.3485 | 1.5732 | 1.798 | 2.0227 | 2.2475 | 2.4722 | 2.697 | 2.9217 | 3.1465
2019-08-29 09:00 | 43706.375 | 1.356 | 1.8081 | 2.2601 | 2.7121 | 3.1641 | 3.6161 | 4.0681 | 4.5201 | 4.9721 | 5.4242 | 5.8762 | 6.3282
2019-08-29 10:00 | 43706.4167 | 1.9584 | 2.6113 | 3.2641 | 3.9169 | 4.5697 | 5.2225 | 5.8753 | 6.5281 | 7.181 | 7.8338 | 8.4866 | 9.1394
2019-08-29 11:00 | 43706.4583 | 2.4377 | 3.2503 | 4.0628 | 4.8754 | 5.688 | 6.5005 | 7.3131 | 8.1256 | 8.9382 | 9.7508 | 10.5633 | 11.3759
2019-08-29 12:00 | 43706.5 | 2.6996 | 3.5995 | 4.4993 | 5.3992 | 6.2991 | 7.1989 | 8.0988 | 8.9987 | 9.8985 | 10.7984 | 11.6983 | 12.5981
2019-08-29 13:00 | 43706.5417 | 2.7381 | 3.6507 | 4.5634 | 5.4761 | 6.3888 | 7.3015 | 8.2142 | 9.1269 | 10.0396 | 10.9522 | 11.8649 | 12.7776
2019-08-29 14:00 | 43706.5833 | 2.5809 | 3.4413 | 4.3016 | 5.1619 | 6.0222 | 6.8825 | 7.7428 | 8.6032 | 9.4635 | 10.3238 | 11.1841 | 12.0444
2019-08-29 15:00 | 43706.625 | 2.2185 | 2.958 | 3.6976 | 4.4371 | 5.1766 | 5.9161 | 6.6556 | 7.3951 | 8.1346 | 8.8741 | 9.6136 | 10.3532
2019-08-29 16:00 | 43706.6667 | 1.7155 | 2.2873 | 2.8592 | 3.431 | 4.0028 | 4.5747 | 5.1465 | 5.7183 | 6.2902 | 6.862 | 7.4338 | 8.0057
2019-08-29 17:00 | 43706.7083 | 1.0824 | 1.4432 | 1.804 | 2.1649 | 2.5257 | 2.8865 | 3.2473 | 3.6081 | 3.9689 | 4.3297 | 4.6905 | 5.0513
2019-08-29 18:00 | 43706.75 | 0.46731 | 0.62308 | 0.77884 | 0.93461 | 1.0904 | 1.2462 | 1.4019 | 1.5577 | 1.7135 | 1.8692 | 2.025 | 2.1808
2019-08-29 19:00 | 43706.7917 | 0.058075 | 0.077433 | 0.096791 | 0.11615 | 0.13551 | 0.15487 | 0.17422 | 0.19358 | 0.21294 | 0.2323 | 0.25166 | 0.27101
2019-08-29 20:00 | 43706.8333 | 0 | 0 | 0 | 0 | 0 | 0 | 0 | 0 | 0 | 0 | 0 | 0
2019-08-29 21:00 | 43706.875 | 0 | 0 | 0 | 0 | 0 | 0 | 0 | 0 | 0 | 0 | 0 | 0
2019-08-29 22:00 | 43706.9167 | 0 | 0 | 0 | 0 | 0 | 0 | 0 | 0 | 0 | 0 | 0 | 0
2019-08-29 23:00 | 43706.9583 | 0 | 0 | 0 | 0 | 0 | 0 | 0 | 0 | 0 | 0 | 0 | 0
2019-08-30 | 43707 | 0 | 0 | 0 | 0 | 0 | 0 | 0 | 0 | 0 | 0 | 0 | 0
2019-08-30 01:00 | 43707.0417 | 0 | 0 | 0 | 0 | 0 | 0 | 0 | 0 | 0 | 0 | 0 | 0
2019-08-30 02:00 | 43707.0833 | 0 | 0 | 0 | 0 | 0 | 0 | 0 | 0 | 0 | 0 | 0 | 0
2019-08-30 03:00 | 43707.125 | 0 | 0 | 0 | 0 | 0 | 0 | 0 | 0 | 0 | 0 | 0 | 0
2019-08-30 04:00 | 43707.1667 | 0 | 0 | 0 | 0 | 0 | 0 | 0 | 0 | 0 | 0 | 0 | 0
2019-08-30 05:00 | 43707.2083 | 0 | 0 | 0 | 0 | 0 | 0 | 0 | 0 | 0 | 0 | 0 | 0
2019-08-30 06:00 | 43707.25 | 0 | 0 | 0 | 0 | 0 | 0 | 0 | 0 | 0 | 0 | 0 | 0
2019-08-30 07:00 | 43707.2917 | 0.11382 | 0.15176 | 0.1897 | 0.22764 | 0.26558 | 0.30352 | 0.34146 | 0.3794 | 0.41734 | 0.45528 | 0.49322 | 0.53115
2019-08-30 08:00 | 43707.3333 | 0.6203 | 0.82706 | 1.0338 | 1.2406 | 1.4474 | 1.6541 | 1.8609 | 2.0677 | 2.2744 | 2.4812 | 2.6879 | 2.8947
2019-08-30 09:00 | 43707.375 | 1.2777 | 1.7037 | 2.1296 | 2.5555 | 2.9814 | 3.4073 | 3.8332 | 4.2592 | 4.6851 | 5.111 | 5.5369 | 5.9628
2019-08-30 10:00 | 43707.4167 | 1.9011 | 2.5348 | 3.1685 | 3.8022 | 4.4359 | 5.0696 | 5.7033 | 6.337 | 6.9707 | 7.6044 | 8.2381 | 8.8718
2019-08-30 11:00 | 43707.4583 | 2.3447 | 3.1263 | 3.9078 | 4.6894 | 5.471 | 6.2526 | 7.0341 | 7.8157 | 8.5973 | 9.3788 | 10.1604 | 10.942
2019-08-30 12:00 | 43707.5 | 2.6318 | 3.5091 | 4.3864 | 5.2637 | 6.141 | 7.0182 | 7.8955 | 8.7728 | 9.6501 | 10.5274 | 11.4046 | 12.2819
2019-08-30 13:00 | 43707.5417 | 2.7008 | 3.6011 | 4.5013 | 5.4016 | 6.3018 | 7.2021 | 8.1024 | 9.0026 | 9.9029 | 10.8032 | 11.7034 | 12.6037
2019-08-30 14:00 | 43707.5833 | 2.5399 | 3.3865 | 4.2331 | 5.0798 | 5.9264 | 6.773 | 7.6196 | 8.4663 | 9.3129 | 10.1595 | 11.0061 | 11.8528
2019-08-30 15:00 | 43707.625 | 2.2313 | 2.9751 | 3.7188 | 4.4626 | 5.2063 | 5.9501 | 6.6939 | 7.4376 | 8.1814 | 8.9252 | 9.6689 | 10.4127
2019-08-30 16:00 | 43707.6667 | 1.733 | 2.3107 | 2.8884 | 3.466 | 4.0437 | 4.6214 | 5.1991 | 5.7767 | 6.3544 | 6.9321 | 7.5097 | 8.0874
2019-08-30 17:00 | 43707.7083 | 1.1484 | 1.5312 | 1.914 | 2.2968 | 2.6796 | 3.0624 | 3.4452 | 3.828 | 4.2108 | 4.5936 | 4.9764 | 5.3591
2019-08-30 18:00 | 43707.75 | 0.51241 | 0.68321 | 0.85401 | 1.0248 | 1.1956 | 1.3664 | 1.5372 | 1.708 | 1.8788 | 2.0496 | 2.2204 | 2.3912
2019-08-30 19:00 | 43707.7917 | 0.063611 | 0.084814 | 0.10602 | 0.12722 | 0.14842 | 0.16963 | 0.19083 | 0.21204 | 0.23324 | 0.25444 | 0.27565 | 0.29685
2019-08-30 20:00 | 43707.8333 | 0 | 0 | 0 | 0 | 0 | 0 | 0 | 0 | 0 | 0 | 0 | 0
2019-08-30 21:00 | 43707.875 | 0 | 0 | 0 | 0 | 0 | 0 | 0 | 0 | 0 | 0 | 0 | 0
2019-08-30 22:00 | 43707.9167 | 0 | 0 | 0 | 0 | 0 | 0 | 0 | 0 | 0 | 0 | 0 | 0
2019-08-30 23:00 | 43707.9583 | 0 | 0 | 0 | 0 | 0 | 0 | 0 | 0 | 0 | 0 | 0 | 0
2019-08-31 | 43708 | 0 | 0 | 0 | 0 | 0 | 0 | 0 | 0 | 0 | 0 | 0 | 0
2019-08-31 01:00 | 43708.0417 | 0 | 0 | 0 | 0 | 0 | 0 | 0 | 0 | 0 | 0 | 0 | 0
2019-08-31 02:00 | 43708.0833 | 0 | 0 | 0 | 0 | 0 | 0 | 0 | 0 | 0 | 0 | 0 | 0
2019-08-31 03:00 | 43708.125 | 0 | 0 | 0 | 0 | 0 | 0 | 0 | 0 | 0 | 0 | 0 | 0
2019-08-31 04:00 | 43708.1667 | 0 | 0 | 0 | 0 | 0 | 0 | 0 | 0 | 0 | 0 | 0 | 0
2019-08-31 05:00 | 43708.2083 | 0 | 0 | 0 | 0 | 0 | 0 | 0 | 0 | 0 | 0 | 0 | 0
2019-08-31 06:00 | 43708.25 | 0 | 0 | 0 | 0 | 0 | 0 | 0 | 0 | 0 | 0 | 0 | 0
2019-08-31 07:00 | 43708.2917 | 0.05806 | 0.077413 | 0.096767 | 0.11612 | 0.13547 | 0.15483 | 0.17418 | 0.19353 | 0.21289 | 0.23224 | 0.25159 | 0.27095
2019-08-31 08:00 | 43708.3333 | 0.19522 | 0.2603 | 0.32537 | 0.39045 | 0.45552 | 0.52059 | 0.58567 | 0.65074 | 0.71582 | 0.78089 | 0.84597 | 0.91104
2019-08-31 09:00 | 43708.375 | 0.31467 | 0.41957 | 0.52446 | 0.62935 | 0.73424 | 0.83913 | 0.94402 | 1.0489 | 1.1538 | 1.2587 | 1.3636 | 1.4685
2019-08-31 10:00 | 43708.4167 | 0.47899 | 0.63865 | 0.79831 | 0.95797 | 1.1176 | 1.2773 | 1.437 | 1.5966 | 1.7563 | 1.9159 | 2.0756 | 2.2353
2019-08-31 11:00 | 43708.4583 | 0.58223 | 0.77631 | 0.97039 | 1.1645 | 1.3585 | 1.5526 | 1.7467 | 1.9408 | 2.1349 | 2.3289 | 2.523 | 2.7171
2019-08-31 12:00 | 43708.5 | 0.66122 | 0.88163 | 1.102 | 1.3224 | 1.5428 | 1.7633 | 1.9837 | 2.2041 | 2.4245 | 2.6449 | 2.8653 | 3.0857
2019-08-31 13:00 | 43708.5417 | 0.74958 | 0.99944 | 1.2493 | 1.4992 | 1.749 | 1.9989 | 2.2487 | 2.4986 | 2.7485 | 2.9983 | 3.2482 | 3.498
2019-08-31 14:00 | 43708.5833 | 0.69597 | 0.92796 | 1.1599 | 1.3919 | 1.6239 | 1.8559 | 2.0879 | 2.3199 | 2.5519 | 2.7839 | 3.0159 | 3.2478
2019-08-31 15:00 | 43708.625 | 0.58495 | 0.77993 | 0.97492 | 1.1699 | 1.3649 | 1.5599 | 1.7548 | 1.9498 | 2.1448 | 2.3398 | 2.5348 | 2.7298
2019-08-31 16:00 | 43708.6667 | 0.46644 | 0.62193 | 0.77741 | 0.93289 | 1.0884 | 1.2439 | 1.3993 | 1.5548 | 1.7103 | 1.8658 | 2.0213 | 2.1767
2019-08-31 17:00 | 43708.7083 | 0.29691 | 0.39588 | 0.49485 | 0.59382 | 0.69279 | 0.79176 | 0.89073 | 0.9897 | 1.0887 | 1.1876 | 1.2866 | 1.3856
2019-08-31 18:00 | 43708.75 | 0.12678 | 0.16904 | 0.2113 | 0.25356 | 0.29582 | 0.33808 | 0.38034 | 0.42261 | 0.46487 | 0.50713 | 0.54939 | 0.59165
2019-08-31 19:00 | 43708.7917 | 0.0057123 | 0.0076165 | 0.0095206 | 0.011425 | 0.013329 | 0.015233 | 0.017137 | 0.019041 | 0.020945 | 0.022849 | 0.024753 | 0.026658
2019-08-31 20:00 | 43708.8333 | 0 | 0 | 0 | 0 | 0 | 0 | 0 | 0 | 0 | 0 | 0 | 0
2019-08-31 21:00 | 43708.875 | 0 | 0 | 0 | 0 | 0 | 0 | 0 | 0 | 0 | 0 | 0 | 0
2019-08-31 22:00 | 43708.9167 | 0 | 0 | 0 | 0 | 0 | 0 | 0 | 0 | 0 | 0 | 0 | 0
2019-08-31 23:00 | 43708.9583 | 0 | 0 | 0 | 0 | 0 | 0 | 0 | 0 | 0 | 0 | 0 | 0
2019-09-01 | 43709 | 0 | 0 | 0 | 0 | 0 | 0 | 0 | 0 | 0 | 0 | 0 | 0
2019-09-01 01:00 | 43709.0417 | 0 | 0 | 0 | 0 | 0 | 0 | 0 | 0 | 0 | 0 | 0 | 0
2019-09-01 02:00 | 43709.0833 | 0 | 0 | 0 | 0 | 0 | 0 | 0 | 0 | 0 | 0 | 0 | 0
2019-09-01 03:00 | 43709.125 | 0 | 0 | 0 | 0 | 0 | 0 | 0 | 0 | 0 | 0 | 0 | 0
2019-09-01 04:00 | 43709.1667 | 0 | 0 | 0 | 0 | 0 | 0 | 0 | 0 | 0 | 0 | 0 | 0
2019-09-01 05:00 | 43709.2083 | 0 | 0 | 0 | 0 | 0 | 0 | 0 | 0 | 0 | 0 | 0 | 0
2019-09-01 06:00 | 43709.25 | 0 | 0 | 0 | 0 | 0 | 0 | 0 | 0 | 0 | 0 | 0 | 0
2019-09-01 07:00 | 43709.2917 | 0.12271 | 0.16361 | 0.20452 | 0.24542 | 0.28633 | 0.32723 | 0.36813 | 0.40904 | 0.44994 | 0.49084 | 0.53175 | 0.57265
2019-09-01 08:00 | 43709.3333 | 0.71231 | 0.94975 | 1.1872 | 1.4246 | 1.6621 | 1.8995 | 2.1369 | 2.3744 | 2.6118 | 2.8492 | 3.0867 | 3.3241
2019-09-01 09:00 | 43709.375 | 0.81134 | 1.0818 | 1.3522 | 1.6227 | 1.8931 | 2.1636 | 2.434 | 2.7045 | 2.9749 | 3.2454 | 3.5158 | 3.7862
2019-09-01 10:00 | 43709.4167 | 0.70615 | 0.94154 | 1.1769 | 1.4123 | 1.6477 | 1.8831 | 2.1185 | 2.3538 | 2.5892 | 2.8246 | 3.06 | 3.2954
2019-09-01 11:00 | 43709.4583 | 0.56348 | 0.75131 | 0.93913 | 1.127 | 1.3148 | 1.5026 | 1.6904 | 1.8783 | 2.0661 | 2.2539 | 2.4417 | 2.6296
2019-09-01 12:00 | 43709.5 | 0.91019 | 1.2136 | 1.517 | 1.8204 | 2.1238 | 2.4272 | 2.7306 | 3.034 | 3.3374 | 3.6408 | 3.9442 | 4.2476
2019-09-01 13:00 | 43709.5417 | 0.81282 | 1.0838 | 1.3547 | 1.6256 | 1.8966 | 2.1675 | 2.4385 | 2.7094 | 2.9804 | 3.2513 | 3.5222 | 3.7932
2019-09-01 14:00 | 43709.5833 | 0.74955 | 0.9994 | 1.2492 | 1.4991 | 1.7489 | 1.9988 | 2.2486 | 2.4985 | 2.7483 | 2.9982 | 3.248 | 3.4979
2019-09-01 15:00 | 43709.625 | 0.45878 | 0.6117 | 0.76463 | 0.91755 | 1.0705 | 1.2234 | 1.3763 | 1.5293 | 1.6822 | 1.8351 | 1.988 | 2.141
2019-09-01 16:00 | 43709.6667 | 0.311 | 0.41466 | 0.51833 | 0.62199 | 0.72566 | 0.82932 | 0.93299 | 1.0367 | 1.1403 | 1.244 | 1.3476 | 1.4513
2019-09-01 17:00 | 43709.7083 | 0.12702 | 0.16936 | 0.21171 | 0.25405 | 0.29639 | 0.33873 | 0.38107 | 0.42341 | 0.46575 | 0.50809 | 0.55044 | 0.59278
2019-09-01 18:00 | 43709.75 | 0.069857 | 0.093143 | 0.11643 | 0.13971 | 0.163 | 0.18629 | 0.20957 | 0.23286 | 0.25614 | 0.27943 | 0.30271 | 0.326
2019-09-01 19:00 | 43709.7917 | 0.0058344 | 0.0077792 | 0.009724 | 0.011669 | 0.013614 | 0.015558 | 0.017503 | 0.019448 | 0.021393 | 0.023338 | 0.025282 | 0.027227
2019-09-01 20:00 | 43709.8333 | 0 | 0 | 0 | 0 | 0 | 0 | 0 | 0 | 0 | 0 | 0 | 0
2019-09-01 21:00 | 43709.875 | 0 | 0 | 0 | 0 | 0 | 0 | 0 | 0 | 0 | 0 | 0 | 0
2019-09-01 22:00 | 43709.9167 | 0 | 0 | 0 | 0 | 0 | 0 | 0 | 0 | 0 | 0 | 0 | 0
2019-09-01 23:00 | 43709.9583 | 0 | 0 | 0 | 0 | 0 | 0 | 0 | 0 | 0 | 0 | 0 | 0
2019-09-02 | 43710 | 0 | 0 | 0 | 0 | 0 | 0 | 0 | 0 | 0 | 0 | 0 | 0
2019-09-02 01:00 | 43710.0417 | 0 | 0 | 0 | 0 | 0 | 0 | 0 | 0 | 0 | 0 | 0 | 0
2019-09-02 02:00 | 43710.0833 | 0 | 0 | 0 | 0 | 0 | 0 | 0 | 0 | 0 | 0 | 0 | 0
2019-09-02 03:00 | 43710.125 | 0 | 0 | 0 | 0 | 0 | 0 | 0 | 0 | 0 | 0 | 0 | 0
2019-09-02 04:00 | 43710.1667 | 0 | 0 | 0 | 0 | 0 | 0 | 0 | 0 | 0 | 0 | 0 | 0
2019-09-02 05:00 | 43710.2083 | 0 | 0 | 0 | 0 | 0 | 0 | 0 | 0 | 0 | 0 | 0 | 0
2019-09-02 06:00 | 43710.25 | 0 | 0 | 0 | 0 | 0 | 0 | 0 | 0 | 0 | 0 | 0 | 0
2019-09-02 07:00 | 43710.2917 | 0.1185 | 0.158 | 0.1975 | 0.237 | 0.2765 | 0.316 | 0.3555 | 0.395 | 0.4345 | 0.474 | 0.5135 | 0.553
2019-09-02 08:00 | 43710.3333 | 0.68716 | 0.91621 | 1.1453 | 1.3743 | 1.6034 | 1.8324 | 2.0615 | 2.2905 | 2.5196 | 2.7486 | 2.9777 | 3.2068
2019-09-02 09:00 | 43710.375 | 1.3948 | 1.8597 | 2.3247 | 2.7896 | 3.2545 | 3.7195 | 4.1844 | 4.6493 | 5.1142 | 5.5792 | 6.0441 | 6.509
2019-09-02 10:00 | 43710.4167 | 2.0199 | 2.6931 | 3.3664 | 4.0397 | 4.713 | 5.3863 | 6.0596 | 6.7329 | 7.4061 | 8.0794 | 8.7527 | 9.426
2019-09-02 11:00 | 43710.4583 | 2.4859 | 3.3145 | 4.1432 | 4.9718 | 5.8004 | 6.6291 | 7.4577 | 8.2863 | 9.115 | 9.9436 | 10.7722 | 11.6009
2019-09-02 12:00 | 43710.5 | 2.7334 | 3.6446 | 4.5557 | 5.4669 | 6.378 | 7.2892 | 8.2003 | 9.1114 | 10.0226 | 10.9337 | 11.8449 | 12.756
2019-09-02 13:00 | 43710.5417 | 2.7655 | 3.6873 | 4.6092 | 5.531 | 6.4529 | 7.3747 | 8.2965 | 9.2184 | 10.1402 | 11.062 | 11.9839 | 12.9057
2019-09-02 14:00 | 43710.5833 | 2.6007 | 3.4677 | 4.3346 | 5.2015 | 6.0684 | 6.9353 | 7.8022 | 8.6691 | 9.5361 | 10.403 | 11.2699 | 12.1368
2019-09-02 15:00 | 43710.625 | 2.2408 | 2.9878 | 3.7347 | 4.4817 | 5.2286 | 5.9756 | 6.7225 | 7.4695 | 8.2164 | 8.9633 | 9.7103 | 10.4572
2019-09-02 16:00 | 43710.6667 | 1.7418 | 2.3224 | 2.903 | 3.4836 | 4.0642 | 4.6448 | 5.2254 | 5.806 | 6.3866 | 6.9672 | 7.5478 | 8.1284
2019-09-02 17:00 | 43710.7083 | 1.1086 | 1.4781 | 1.8477 | 2.2172 | 2.5867 | 2.9563 | 3.3258 | 3.6953 | 4.0649 | 4.4344 | 4.8039 | 5.1735
2019-09-02 18:00 | 43710.75 | 0.46643 | 0.62191 | 0.77739 | 0.93286 | 1.0883 | 1.2438 | 1.3993 | 1.5548 | 1.7102 | 1.8657 | 2.0212 | 2.1767
2019-09-02 19:00 | 43710.7917 | 0.038199 | 0.050933 | 0.063666 | 0.076399 | 0.089132 | 0.10187 | 0.1146 | 0.12733 | 0.14006 | 0.1528 | 0.16553 | 0.17826
2019-09-02 20:00 | 43710.8333 | 0 | 0 | 0 | 0 | 0 | 0 | 0 | 0 | 0 | 0 | 0 | 0
2019-09-02 21:00 | 43710.875 | 0 | 0 | 0 | 0 | 0 | 0 | 0 | 0 | 0 | 0 | 0 | 0
2019-09-02 22:00 | 43710.9167 | 0 | 0 | 0 | 0 | 0 | 0 | 0 | 0 | 0 | 0 | 0 | 0
2019-09-02 23:00 | 43710.9583 | 0 | 0 | 0 | 0 | 0 | 0 | 0 | 0 | 0 | 0 | 0 | 0
2019-09-03 | 43711 | 0 | 0 | 0 | 0 | 0 | 0 | 0 | 0 | 0 | 0 | 0 | 0
2019-09-03 01:00 | 43711.0417 | 0 | 0 | 0 | 0 | 0 | 0 | 0 | 0 | 0 | 0 | 0 | 0
2019-09-03 02:00 | 43711.0833 | 0 | 0 | 0 | 0 | 0 | 0 | 0 | 0 | 0 | 0 | 0 | 0
2019-09-03 03:00 | 43711.125 | 0 | 0 | 0 | 0 | 0 | 0 | 0 | 0 | 0 | 0 | 0 | 0
2019-09-03 04:00 | 43711.1667 | 0 | 0 | 0 | 0 | 0 | 0 | 0 | 0 | 0 | 0 | 0 | 0
2019-09-03 05:00 | 43711.2083 | 0 | 0 | 0 | 0 | 0 | 0 | 0 | 0 | 0 | 0 | 0 | 0
2019-09-03 06:00 | 43711.25 | 0 | 0 | 0 | 0 | 0 | 0 | 0 | 0 | 0 | 0 | 0 | 0
2019-09-03 07:00 | 43711.2917 | 0.11597 | 0.15463 | 0.19328 | 0.23194 | 0.2706 | 0.30925 | 0.34791 | 0.38657 | 0.42522 | 0.46388 | 0.50254 | 0.54119
2019-09-03 08:00 | 43711.3333 | 0.67771 | 0.90361 | 1.1295 | 1.3554 | 1.5813 | 1.8072 | 2.0331 | 2.259 | 2.4849 | 2.7108 | 2.9367 | 3.1627
2019-09-03 09:00 | 43711.375 | 1.3879 | 1.8506 | 2.3132 | 2.7758 | 3.2385 | 3.7011 | 4.1637 | 4.6264 | 5.089 | 5.5517 | 6.0143 | 6.4769
2019-09-03 10:00 | 43711.4167 | 2.0105 | 2.6807 | 3.3508 | 4.021 | 4.6912 | 5.3613 | 6.0315 | 6.7017 | 7.3718 | 8.042 | 8.7122 | 9.3824
2019-09-03 11:00 | 43711.4583 | 2.4713 | 3.2951 | 4.1189 | 4.9427 | 5.7665 | 6.5903 | 7.414 | 8.2378 | 9.0616 | 9.8854 | 10.7092 | 11.533
2019-09-03 12:00 | 43711.5 | 2.7294 | 3.6392 | 4.549 | 5.4588 | 6.3686 | 7.2784 | 8.1882 | 9.098 | 10.0078 | 10.9176 | 11.8274 | 12.7371
2019-09-03 13:00 | 43711.5417 | 2.7898 | 3.7197 | 4.6497 | 5.5796 | 6.5096 | 7.4395 | 8.3694 | 9.2994 | 10.2293 | 11.1592 | 12.0892 | 13.0191
2019-09-03 14:00 | 43711.5833 | 2.6333 | 3.511 | 4.3888 | 5.2665 | 6.1443 | 7.022 | 7.8998 | 8.7775 | 9.6553 | 10.533 | 11.4108 | 12.2885
2019-09-03 15:00 | 43711.625 | 2.2826 | 3.0435 | 3.8044 | 4.5652 | 5.3261 | 6.087 | 6.8478 | 7.6087 | 8.3696 | 9.1305 | 9.8913 | 10.6522
2019-09-03 16:00 | 43711.6667 | 1.7692 | 2.3589 | 2.9486 | 3.5384 | 4.1281 | 4.7178 | 5.3076 | 5.8973 | 6.487 | 7.0767 | 7.6665 | 8.2562
2019-09-03 17:00 | 43711.7083 | 1.1254 | 1.5005 | 1.8757 | 2.2508 | 2.626 | 3.0011 | 3.3762 | 3.7514 | 4.1265 | 4.5016 | 4.8768 | 5.2519
2019-09-03 18:00 | 43711.75 | 0.4749 | 0.6332 | 0.7915 | 0.9498 | 1.1081 | 1.2664 | 1.4247 | 1.583 | 1.7413 | 1.8996 | 2.0579 | 2.2162
2019-09-03 19:00 | 43711.7917 | 0.03843 | 0.05124 | 0.06405 | 0.076859 | 0.089669 | 0.10248 | 0.11529 | 0.1281 | 0.14091 | 0.15372 | 0.16653 | 0.17934
2019-09-03 20:00 | 43711.8333 | 0 | 0 | 0 | 0 | 0 | 0 | 0 | 0 | 0 | 0 | 0 | 0
2019-09-03 21:00 | 43711.875 | 0 | 0 | 0 | 0 | 0 | 0 | 0 | 0 | 0 | 0 | 0 | 0
2019-09-03 22:00 | 43711.9167 | 0 | 0 | 0 | 0 | 0 | 0 | 0 | 0 | 0 | 0 | 0 | 0
2019-09-03 23:00 | 43711.9583 | 0 | 0 | 0 | 0 | 0 | 0 | 0 | 0 | 0 | 0 | 0 | 0
2019-09-04 | 43712 | 0 | 0 | 0 | 0 | 0 | 0 | 0 | 0 | 0 | 0 | 0 | 0
2019-09-04 01:00 | 43712.0417 | 0 | 0 | 0 | 0 | 0 | 0 | 0 | 0 | 0 | 0 | 0 | 0
2019-09-04 02:00 | 43712.0833 | 0 | 0 | 0 | 0 | 0 | 0 | 0 | 0 | 0 | 0 | 0 | 0
2019-09-04 03:00 | 43712.125 | 0 | 0 | 0 | 0 | 0 | 0 | 0 | 0 | 0 | 0 | 0 | 0
2019-09-04 04:00 | 43712.1667 | 0 | 0 | 0 | 0 | 0 | 0 | 0 | 0 | 0 | 0 | 0 | 0
2019-09-04 05:00 | 43712.2083 | 0 | 0 | 0 | 0 | 0 | 0 | 0 | 0 | 0 | 0 | 0 | 0
2019-09-04 06:00 | 43712.25 | 0 | 0 | 0 | 0 | 0 | 0 | 0 | 0 | 0 | 0 | 0 | 0
2019-09-04 07:00 | 43712.2917 | 0.069265 | 0.092353 | 0.11544 | 0.13853 | 0.16162 | 0.18471 | 0.20779 | 0.23088 | 0.25397 | 0.27706 | 0.30015 | 0.32324
2019-09-04 08:00 | 43712.3333 | 0.24837 | 0.33117 | 0.41396 | 0.49675 | 0.57954 | 0.66233 | 0.74512 | 0.82791 | 0.91071 | 0.9935 | 1.0763 | 1.1591
2019-09-04 09:00 | 43712.375 | 0.57521 | 0.76695 | 0.95869 | 1.1504 | 1.3422 | 1.5339 | 1.7256 | 1.9174 | 2.1091 | 2.3008 | 2.4926 | 2.6843
2019-09-04 10:00 | 43712.4167 | 0.7667 | 1.0223 | 1.2778 | 1.5334 | 1.789 | 2.0445 | 2.3001 | 2.5557 | 2.8112 | 3.0668 | 3.3224 | 3.5779
2019-09-04 11:00 | 43712.4583 | 0.8346 | 1.1128 | 1.391 | 1.6692 | 1.9474 | 2.2256 | 2.5038 | 2.782 | 3.0602 | 3.3384 | 3.6166 | 3.8948
2019-09-04 12:00 | 43712.5 | 0.93586 | 1.2478 | 1.5598 | 1.8717 | 2.1837 | 2.4956 | 2.8076 | 3.1195 | 3.4315 | 3.7434 | 4.0554 | 4.3673
2019-09-04 13:00 | 43712.5417 | 0.97546 | 1.3006 | 1.6258 | 1.9509 | 2.2761 | 2.6012 | 2.9264 | 3.2515 | 3.5767 | 3.9018 | 4.227 | 4.5522
2019-09-04 14:00 | 43712.5833 | 0.82345 | 1.0979 | 1.3724 | 1.6469 | 1.9214 | 2.1959 | 2.4704 | 2.7448 | 3.0193 | 3.2938 | 3.5683 | 3.8428
2019-09-04 15:00 | 43712.625 | 0.73223 | 0.9763 | 1.2204 | 1.4645 | 1.7085 | 1.9526 | 2.1967 | 2.4408 | 2.6848 | 2.9289 | 3.173 | 3.4171
2019-09-04 16:00 | 43712.6667 | 0.54235 | 0.72313 | 0.90391 | 1.0847 | 1.2655 | 1.4463 | 1.627 | 1.8078 | 1.9886 | 2.1694 | 2.3502 | 2.531
2019-09-04 17:00 | 43712.7083 | 0.33415 | 0.44553 | 0.55691 | 0.66829 | 0.77968 | 0.89106 | 1.0024 | 1.1138 | 1.2252 | 1.3366 | 1.448 | 1.5594
2019-09-04 18:00 | 43712.75 | 0.14491 | 0.19321 | 0.24151 | 0.28981 | 0.33812 | 0.38642 | 0.43472 | 0.48302 | 0.53132 | 0.57963 | 0.62793 | 0.67623
2019-09-04 19:00 | 43712.7917 | 0.0054996 | 0.0073328 | 0.009166 | 0.010999 | 0.012832 | 0.014666 | 0.016499 | 0.018332 | 0.020165 | 0.021998 | 0.023832 | 0.025665
2019-09-04 20:00 | 43712.8333 | 0 | 0 | 0 | 0 | 0 | 0 | 0 | 0 | 0 | 0 | 0 | 0
2019-09-04 21:00 | 43712.875 | 0 | 0 | 0 | 0 | 0 | 0 | 0 | 0 | 0 | 0 | 0 | 0
2019-09-04 22:00 | 43712.9167 | 0 | 0 | 0 | 0 | 0 | 0 | 0 | 0 | 0 | 0 | 0 | 0
2019-09-04 23:00 | 43712.9583 | 0 | 0 | 0 | 0 | 0 | 0 | 0 | 0 | 0 | 0 | 0 | 0
2019-09-05 | 43713 | 0 | 0 | 0 | 0 | 0 | 0 | 0 | 0 | 0 | 0 | 0 | 0
2019-09-05 01:00 | 43713.0417 | 0 | 0 | 0 | 0 | 0 | 0 | 0 | 0 | 0 | 0 | 0 | 0
2019-09-05 02:00 | 43713.0833 | 0 | 0 | 0 | 0 | 0 | 0 | 0 | 0 | 0 | 0 | 0 | 0
2019-09-05 03:00 | 43713.125 | 0 | 0 | 0 | 0 | 0 | 0 | 0 | 0 | 0 | 0 | 0 | 0
2019-09-05 04:00 | 43713.1667 | 0 | 0 | 0 | 0 | 0 | 0 | 0 | 0 | 0 | 0 | 0 | 0
2019-09-05 05:00 | 43713.2083 | 0 | 0 | 0 | 0 | 0 | 0 | 0 | 0 | 0 | 0 | 0 | 0
2019-09-05 06:00 | 43713.25 | 0 | 0 | 0 | 0 | 0 | 0 | 0 | 0 | 0 | 0 | 0 | 0
2019-09-05 07:00 | 43713.2917 | 0.082201 | 0.1096 | 0.137 | 0.1644 | 0.1918 | 0.2192 | 0.2466 | 0.274 | 0.3014 | 0.32881 | 0.35621 | 0.38361
2019-09-05 08:00 | 43713.3333 | 0.32214 | 0.42952 | 0.5369 | 0.64428 | 0.75166 | 0.85903 | 0.96641 | 1.0738 | 1.1812 | 1.2886 | 1.3959 | 1.5033
2019-09-05 09:00 | 43713.375 | 0.50968 | 0.67958 | 0.84947 | 1.0194 | 1.1893 | 1.3592 | 1.5291 | 1.6989 | 1.8688 | 2.0387 | 2.2086 | 2.3785
2019-09-05 10:00 | 43713.4167 | 0.89606 | 1.1947 | 1.4934 | 1.7921 | 2.0908 | 2.3895 | 2.6882 | 2.9869 | 3.2855 | 3.5842 | 3.8829 | 4.1816
2019-09-05 11:00 | 43713.4583 | 1.1414 | 1.5218 | 1.9023 | 2.2827 | 2.6632 | 3.0436 | 3.4241 | 3.8045 | 4.185 | 4.5654 | 4.9459 | 5.3263
2019-09-05 12:00 | 43713.5 | 1.2953 | 1.7271 | 2.1589 | 2.5907 | 3.0225 | 3.4542 | 3.886 | 4.3178 | 4.7496 | 5.1814 | 5.6132 | 6.0449
2019-09-05 13:00 | 43713.5417 | 1.367 | 1.8227 | 2.2784 | 2.734 | 3.1897 | 3.6454 | 4.1011 | 4.5567 | 5.0124 | 5.4681 | 5.9238 | 6.3794
2019-09-05 14:00 | 43713.5833 | 1.3185 | 1.758 | 2.1975 | 2.637 | 3.0765 | 3.5161 | 3.9556 | 4.3951 | 4.8346 | 5.2741 | 5.7136 | 6.1531
2019-09-05 15:00 | 43713.625 | 0.92297 | 1.2306 | 1.5383 | 1.8459 | 2.1536 | 2.4612 | 2.7689 | 3.0766 | 3.3842 | 3.6919 | 3.9995 | 4.3072
2019-09-05 16:00 | 43713.6667 | 0.54694 | 0.72925 | 0.91156 | 1.0939 | 1.2762 | 1.4585 | 1.6408 | 1.8231 | 2.0054 | 2.1877 | 2.3701 | 2.5524
2019-09-05 17:00 | 43713.7083 | 0.35441 | 0.47255 | 0.59068 | 0.70882 | 0.82695 | 0.94509 | 1.0632 | 1.1814 | 1.2995 | 1.4176 | 1.5358 | 1.6539
2019-09-05 18:00 | 43713.75 | 0.15702 | 0.20936 | 0.2617 | 0.31404 | 0.36638 | 0.41872 | 0.47106 | 0.5234 | 0.57574 | 0.62808 | 0.68042 | 0.73277
2019-09-05 19:00 | 43713.7917 | 0.0039777 | 0.0053036 | 0.0066295 | 0.0079554 | 0.0092813 | 0.010607 | 0.011933 | 0.013259 | 0.014585 | 0.015911 | 0.017237 | 0.018563
2019-09-05 20:00 | 43713.8333 | 0 | 0 | 0 | 0 | 0 | 0 | 0 | 0 | 0 | 0 | 0 | 0
2019-09-05 21:00 | 43713.875 | 0 | 0 | 0 | 0 | 0 | 0 | 0 | 0 | 0 | 0 | 0 | 0
2019-09-05 22:00 | 43713.9167 | 0 | 0 | 0 | 0 | 0 | 0 | 0 | 0 | 0 | 0 | 0 | 0
2019-09-05 23:00 | 43713.9583 | 0 | 0 | 0 | 0 | 0 | 0 | 0 | 0 | 0 | 0 | 0 | 0
2019-09-06 | 43714 | 0 | 0 | 0 | 0 | 0 | 0 | 0 | 0 | 0 | 0 | 0 | 0
2019-09-06 01:00 | 43714.0417 | 0 | 0 | 0 | 0 | 0 | 0 | 0 | 0 | 0 | 0 | 0 | 0
2019-09-06 02:00 | 43714.0833 | 0 | 0 | 0 | 0 | 0 | 0 | 0 | 0 | 0 | 0 | 0 | 0
2019-09-06 03:00 | 43714.125 | 0 | 0 | 0 | 0 | 0 | 0 | 0 | 0 | 0 | 0 | 0 | 0
2019-09-06 04:00 | 43714.1667 | 0 | 0 | 0 | 0 | 0 | 0 | 0 | 0 | 0 | 0 | 0 | 0
2019-09-06 05:00 | 43714.2083 | 0 | 0 | 0 | 0 | 0 | 0 | 0 | 0 | 0 | 0 | 0 | 0
2019-09-06 06:00 | 43714.25 | 0 | 0 | 0 | 0 | 0 | 0 | 0 | 0 | 0 | 0 | 0 | 0
2019-09-06 07:00 | 43714.2917 | 0.10305 | 0.1374 | 0.17175 | 0.2061 | 0.24045 | 0.2748 | 0.30915 | 0.3435 | 0.37785 | 0.4122 | 0.44655 | 0.4809
2019-09-06 08:00 | 43714.3333 | 0.58819 | 0.78425 | 0.98032 | 1.1764 | 1.3724 | 1.5685 | 1.7646 | 1.9606 | 2.1567 | 2.3528 | 2.5488 | 2.7449
2019-09-06 09:00 | 43714.375 | 1.1279 | 1.5039 | 1.8798 | 2.2558 | 2.6318 | 3.0078 | 3.3837 | 3.7597 | 4.1357 | 4.5116 | 4.8876 | 5.2636
2019-09-06 10:00 | 43714.4167 | 1.5146 | 2.0195 | 2.5244 | 3.0293 | 3.5341 | 4.039 | 4.5439 | 5.0488 | 5.5536 | 6.0585 | 6.5634 | 7.0683
2019-09-06 11:00 | 43714.4583 | 1.9928 | 2.657 | 3.3213 | 3.9855 | 4.6498 | 5.314 | 5.9783 | 6.6425 | 7.3068 | 7.971 | 8.6353 | 9.2995
2019-09-06 12:00 | 43714.5 | 2.3525 | 3.1367 | 3.9209 | 4.7051 | 5.4893 | 6.2735 | 7.0576 | 7.8418 | 8.626 | 9.4102 | 10.1944 | 10.9786
2019-09-06 13:00 | 43714.5417 | 2.2019 | 2.9359 | 3.6699 | 4.4039 | 5.1378 | 5.8718 | 6.6058 | 7.3398 | 8.0738 | 8.8077 | 9.5417 | 10.2757
2019-09-06 14:00 | 43714.5833 | 2.2104 | 2.9472 | 3.684 | 4.4208 | 5.1576 | 5.8944 | 6.6312 | 7.368 | 8.1048 | 8.8416 | 9.5784 | 10.3152
2019-09-06 15:00 | 43714.625 | 1.6793 | 2.2391 | 2.7988 | 3.3586 | 3.9184 | 4.4781 | 5.0379 | 5.5976 | 6.1574 | 6.7172 | 7.2769 | 7.8367
2019-09-06 16:00 | 43714.6667 | 1.2518 | 1.669 | 2.0863 | 2.5035 | 2.9208 | 3.338 | 3.7553 | 4.1725 | 4.5898 | 5.007 | 5.4243 | 5.8415
2019-09-06 17:00 | 43714.7083 | 0.93143 | 1.2419 | 1.5524 | 1.8629 | 2.1733 | 2.4838 | 2.7943 | 3.1048 | 3.4152 | 3.7257 | 4.0362 | 4.3467
2019-09-06 18:00 | 43714.75 | 0.35635 | 0.47513 | 0.59391 | 0.7127 | 0.83148 | 0.95026 | 1.069 | 1.1878 | 1.3066 | 1.4254 | 1.5442 | 1.663
2019-09-06 19:00 | 43714.7917 | 0.012489 | 0.016651 | 0.020814 | 0.024977 | 0.02914 | 0.033303 | 0.037466 | 0.041629 | 0.045792 | 0.049954 | 0.054117 | 0.05828
2019-09-06 20:00 | 43714.8333 | 0 | 0 | 0 | 0 | 0 | 0 | 0 | 0 | 0 | 0 | 0 | 0
2019-09-06 21:00 | 43714.875 | 0 | 0 | 0 | 0 | 0 | 0 | 0 | 0 | 0 | 0 | 0 | 0
2019-09-06 22:00 | 43714.9167 | 0 | 0 | 0 | 0 | 0 | 0 | 0 | 0 | 0 | 0 | 0 | 0
2019-09-06 23:00 | 43714.9583 | 0 | 0 | 0 | 0 | 0 | 0 | 0 | 0 | 0 | 0 | 0 | 0
2019-09-07 | 43715 | 0 | 0 | 0 | 0 | 0 | 0 | 0 | 0 | 0 | 0 | 0 | 0
2019-09-07 01:00 | 43715.0417 | 0 | 0 | 0 | 0 | 0 | 0 | 0 | 0 | 0 | 0 | 0 | 0
2019-09-07 02:00 | 43715.0833 | 0 | 0 | 0 | 0 | 0 | 0 | 0 | 0 | 0 | 0 | 0 | 0
2019-09-07 03:00 | 43715.125 | 0 | 0 | 0 | 0 | 0 | 0 | 0 | 0 | 0 | 0 | 0 | 0
2019-09-07 04:00 | 43715.1667 | 0 | 0 | 0 | 0 | 0 | 0 | 0 | 0 | 0 | 0 | 0 | 0
2019-09-07 05:00 | 43715.2083 | 0 | 0 | 0 | 0 | 0 | 0 | 0 | 0 | 0 | 0 | 0 | 0
2019-09-07 06:00 | 43715.25 | 0 | 0 | 0 | 0 | 0 | 0 | 0 | 0 | 0 | 0 | 0 | 0
2019-09-07 07:00 | 43715.2917 | 0.01042 | 0.013893 | 0.017367 | 0.02084 | 0.024313 | 0.027787 | 0.03126 | 0.034733 | 0.038207 | 0.04168 | 0.045153 | 0.048627
2019-09-07 08:00 | 43715.3333 | 0.058225 | 0.077634 | 0.097042 | 0.11645 | 0.13586 | 0.15527 | 0.17468 | 0.19408 | 0.21349 | 0.2329 | 0.25231 | 0.27172
2019-09-07 09:00 | 43715.375 | 0.36992 | 0.49323 | 0.61654 | 0.73985 | 0.86316 | 0.98646 | 1.1098 | 1.2331 | 1.3564 | 1.4797 | 1.603 | 1.7263
2019-09-07 10:00 | 43715.4167 | 0.23349 | 0.31132 | 0.38916 | 0.46699 | 0.54482 | 0.62265 | 0.70048 | 0.77831 | 0.85614 | 0.93397 | 1.0118 | 1.0896
2019-09-07 11:00 | 43715.4583 | 0.94804 | 1.264 | 1.5801 | 1.8961 | 2.2121 | 2.5281 | 2.8441 | 3.1601 | 3.4761 | 3.7921 | 4.1082 | 4.4242
2019-09-07 12:00 | 43715.5 | 0.73247 | 0.97663 | 1.2208 | 1.4649 | 1.7091 | 1.9533 | 2.1974 | 2.4416 | 2.6857 | 2.9299 | 3.174 | 3.4182
2019-09-07 13:00 | 43715.5417 | 0.51963 | 0.69284 | 0.86606 | 1.0393 | 1.2125 | 1.3857 | 1.5589 | 1.7321 | 1.9053 | 2.0785 | 2.2517 | 2.425
2019-09-07 14:00 | 43715.5833 | 2.3118 | 3.0824 | 3.853 | 4.6236 | 5.3942 | 6.1648 | 6.9354 | 7.706 | 8.4767 | 9.2473 | 10.0179 | 10.7885
2019-09-07 15:00 | 43715.625 | 2.6945 | 3.5926 | 4.4908 | 5.3889 | 6.2871 | 7.1852 | 8.0834 | 8.9816 | 9.8797 | 10.7779 | 11.676 | 12.5742
2019-09-07 16:00 | 43715.6667 | 1.5662 | 2.0882 | 2.6103 | 3.1324 | 3.6544 | 4.1765 | 4.6985 | 5.2206 | 5.7427 | 6.2647 | 6.7868 | 7.3088
2019-09-07 17:00 | 43715.7083 | 1.1697 | 1.5596 | 1.9494 | 2.3393 | 2.7292 | 3.1191 | 3.509 | 3.8989 | 4.2888 | 4.6787 | 5.0685 | 5.4584
2019-09-07 18:00 | 43715.75 | 0.36497 | 0.48662 | 0.60828 | 0.72993 | 0.85159 | 0.97325 | 1.0949 | 1.2166 | 1.3382 | 1.4599 | 1.5815 | 1.7032
2019-09-07 19:00 | 43715.7917 | 0.0043168 | 0.0057557 | 0.0071947 | 0.0086336 | 0.010073 | 0.011511 | 0.01295 | 0.014389 | 0.015828 | 0.017267 | 0.018706 | 0.020145
2019-09-07 20:00 | 43715.8333 | 0 | 0 | 0 | 0 | 0 | 0 | 0 | 0 | 0 | 0 | 0 | 0
2019-09-07 21:00 | 43715.875 | 0 | 0 | 0 | 0 | 0 | 0 | 0 | 0 | 0 | 0 | 0 | 0
2019-09-07 22:00 | 43715.9167 | 0 | 0 | 0 | 0 | 0 | 0 | 0 | 0 | 0 | 0 | 0 | 0
2019-09-07 23:00 | 43715.9583 | 0 | 0 | 0 | 0 | 0 | 0 | 0 | 0 | 0 | 0 | 0 | 0
2019-09-08 | 43716 | 0 | 0 | 0 | 0 | 0 | 0 | 0 | 0 | 0 | 0 | 0 | 0
2019-09-08 01:00 | 43716.0417 | 0 | 0 | 0 | 0 | 0 | 0 | 0 | 0 | 0 | 0 | 0 | 0
2019-09-08 02:00 | 43716.0833 | 0 | 0 | 0 | 0 | 0 | 0 | 0 | 0 | 0 | 0 | 0 | 0
2019-09-08 03:00 | 43716.125 | 0 | 0 | 0 | 0 | 0 | 0 | 0 | 0 | 0 | 0 | 0 | 0
2019-09-08 04:00 | 43716.1667 | 0 | 0 | 0 | 0 | 0 | 0 | 0 | 0 | 0 | 0 | 0 | 0
2019-09-08 05:00 | 43716.2083 | 0 | 0 | 0 | 0 | 0 | 0 | 0 | 0 | 0 | 0 | 0 | 0
2019-09-08 06:00 | 43716.25 | 0 | 0 | 0 | 0 | 0 | 0 | 0 | 0 | 0 | 0 | 0 | 0
2019-09-08 07:00 | 43716.2917 | 0.089119 | 0.11883 | 0.14853 | 0.17824 | 0.20794 | 0.23765 | 0.26736 | 0.29706 | 0.32677 | 0.35648 | 0.38618 | 0.41589
2019-09-08 08:00 | 43716.3333 | 0.38464 | 0.51286 | 0.64107 | 0.76929 | 0.8975 | 1.0257 | 1.1539 | 1.2821 | 1.4104 | 1.5386 | 1.6668 | 1.795
2019-09-08 09:00 | 43716.375 | 0.68949 | 0.91932 | 1.1491 | 1.379 | 1.6088 | 1.8386 | 2.0685 | 2.2983 | 2.5281 | 2.758 | 2.9878 | 3.2176
2019-09-08 10:00 | 43716.4167 | 1.2255 | 1.634 | 2.0425 | 2.451 | 2.8595 | 3.268 | 3.6764 | 4.0849 | 4.4934 | 4.9019 | 5.3104 | 5.7189
2019-09-08 11:00 | 43716.4583 | 1.3481 | 1.7975 | 2.2469 | 2.6963 | 3.1457 | 3.5951 | 4.0444 | 4.4938 | 4.9432 | 5.3926 | 5.842 | 6.2913
2019-09-08 12:00 | 43716.5 | 1.3969 | 1.8625 | 2.3281 | 2.7938 | 3.2594 | 3.725 | 4.1906 | 4.6563 | 5.1219 | 5.5875 | 6.0532 | 6.5188
2019-09-08 13:00 | 43716.5417 | 1.7201 | 2.2935 | 2.8668 | 3.4402 | 4.0136 | 4.5869 | 5.1603 | 5.7337 | 6.307 | 6.8804 | 7.4538 | 8.0271
2019-09-08 14:00 | 43716.5833 | 1.4635 | 1.9513 | 2.4392 | 2.927 | 3.4148 | 3.9027 | 4.3905 | 4.8783 | 5.3661 | 5.854 | 6.3418 | 6.8296
2019-09-08 15:00 | 43716.625 | 1.2789 | 1.7051 | 2.1314 | 2.5577 | 2.984 | 3.4103 | 3.8366 | 4.2628 | 4.6891 | 5.1154 | 5.5417 | 5.968
2019-09-08 16:00 | 43716.6667 | 1.0074 | 1.3432 | 1.679 | 2.0148 | 2.3505 | 2.6863 | 3.0221 | 3.3579 | 3.6937 | 4.0295 | 4.3653 | 4.7011
2019-09-08 17:00 | 43716.7083 | 0.6411 | 0.85481 | 1.0685 | 1.2822 | 1.4959 | 1.7096 | 1.9233 | 2.137 | 2.3507 | 2.5644 | 2.7781 | 2.9918
2019-09-08 18:00 | 43716.75 | 0.2469 | 0.3292 | 0.4115 | 0.4938 | 0.5761 | 0.6584 | 0.7407 | 0.823 | 0.9053 | 0.9876 | 1.0699 | 1.1522
2019-09-08 19:00 | 43716.7917 | 0.0041834 | 0.0055779 | 0.0069724 | 0.0083669 | 0.0097614 | 0.011156 | 0.01255 | 0.013945 | 0.015339 | 0.016734 | 0.018128 | 0.019523
2019-09-08 20:00 | 43716.8333 | 0 | 0 | 0 | 0 | 0 | 0 | 0 | 0 | 0 | 0 | 0 | 0
2019-09-08 21:00 | 43716.875 | 0 | 0 | 0 | 0 | 0 | 0 | 0 | 0 | 0 | 0 | 0 | 0
2019-09-08 22:00 | 43716.9167 | 0 | 0 | 0 | 0 | 0 | 0 | 0 | 0 | 0 | 0 | 0 | 0
2019-09-08 23:00 | 43716.9583 | 0 | 0 | 0 | 0 | 0 | 0 | 0 | 0 | 0 | 0 | 0 | 0
2019-09-09 | 43717 | 0 | 0 | 0 | 0 | 0 | 0 | 0 | 0 | 0 | 0 | 0 | 0
2019-09-09 01:00 | 43717.0417 | 0 | 0 | 0 | 0 | 0 | 0 | 0 | 0 | 0 | 0 | 0 | 0
2019-09-09 02:00 | 43717.0833 | 0 | 0 | 0 | 0 | 0 | 0 | 0 | 0 | 0 | 0 | 0 | 0
2019-09-09 03:00 | 43717.125 | 0 | 0 | 0 | 0 | 0 | 0 | 0 | 0 | 0 | 0 | 0 | 0
2019-09-09 04:00 | 43717.1667 | 0 | 0 | 0 | 0 | 0 | 0 | 0 | 0 | 0 | 0 | 0 | 0
2019-09-09 05:00 | 43717.2083 | 0 | 0 | 0 | 0 | 0 | 0 | 0 | 0 | 0 | 0 | 0 | 0
2019-09-09 06:00 | 43717.25 | 0 | 0 | 0 | 0 | 0 | 0 | 0 | 0 | 0 | 0 | 0 | 0
2019-09-09 07:00 | 43717.2917 | 0.092401 | 0.1232 | 0.154 | 0.1848 | 0.2156 | 0.2464 | 0.2772 | 0.308 | 0.3388 | 0.3696 | 0.40041 | 0.43121
2019-09-09 08:00 | 43717.3333 | 0.50516 | 0.67355 | 0.84193 | 1.0103 | 1.1787 | 1.3471 | 1.5155 | 1.6839 | 1.8523 | 2.0206 | 2.189 | 2.3574
2019-09-09 09:00 | 43717.375 | 0.87468 | 1.1662 | 1.4578 | 1.7494 | 2.0409 | 2.3325 | 2.624 | 2.9156 | 3.2071 | 3.4987 | 3.7903 | 4.0818
2019-09-09 10:00 | 43717.4167 | 1.3434 | 1.7912 | 2.239 | 2.6868 | 3.1346 | 3.5824 | 4.0302 | 4.478 | 4.9257 | 5.3735 | 5.8213 | 6.2691
2019-09-09 11:00 | 43717.4583 | 1.6603 | 2.2138 | 2.7672 | 3.3206 | 3.8741 | 4.4275 | 4.9809 | 5.5344 | 6.0878 | 6.6413 | 7.1947 | 7.7481
2019-09-09 12:00 | 43717.5 | 1.6786 | 2.2381 | 2.7976 | 3.3571 | 3.9166 | 4.4762 | 5.0357 | 5.5952 | 6.1547 | 6.7143 | 7.2738 | 7.8333
2019-09-09 13:00 | 43717.5417 | 1.592 | 2.1226 | 2.6533 | 3.1839 | 3.7146 | 4.2453 | 4.7759 | 5.3066 | 5.8372 | 6.3679 | 6.8985 | 7.4292
2019-09-09 14:00 | 43717.5833 | 1.6133 | 2.1511 | 2.6889 | 3.2267 | 3.7645 | 4.3023 | 4.84 | 5.3778 | 5.9156 | 6.4534 | 6.9912 | 7.5289
2019-09-09 15:00 | 43717.625 | 1.322 | 1.7626 | 2.2033 | 2.644 | 3.0846 | 3.5253 | 3.9659 | 4.4066 | 4.8473 | 5.2879 | 5.7286 | 6.1692
2019-09-09 16:00 | 43717.6667 | 0.91571 | 1.2209 | 1.5262 | 1.8314 | 2.1366 | 2.4419 | 2.7471 | 3.0524 | 3.3576 | 3.6628 | 3.9681 | 4.2733
2019-09-09 17:00 | 43717.7083 | 0.59589 | 0.79452 | 0.99315 | 1.1918 | 1.3904 | 1.589 | 1.7877 | 1.9863 | 2.1849 | 2.3836 | 2.5822 | 2.7808
2019-09-09 18:00 | 43717.75 | 0.23713 | 0.31618 | 0.39522 | 0.47427 | 0.55331 | 0.63235 | 0.7114 | 0.79044 | 0.86949 | 0.94853 | 1.0276 | 1.1066
2019-09-09 19:00 | 43717.7917 | 0.0044137 | 0.005885 | 0.0073562 | 0.0088274 | 0.010299 | 0.01177 | 0.013241 | 0.014712 | 0.016184 | 0.017655 | 0.019126 | 0.020597
2019-09-09 20:00 | 43717.8333 | 0 | 0 | 0 | 0 | 0 | 0 | 0 | 0 | 0 | 0 | 0 | 0
2019-09-09 21:00 | 43717.875 | 0 | 0 | 0 | 0 | 0 | 0 | 0 | 0 | 0 | 0 | 0 | 0
2019-09-09 22:00 | 43717.9167 | 0 | 0 | 0 | 0 | 0 | 0 | 0 | 0 | 0 | 0 | 0 | 0
2019-09-09 23:00 | 43717.9583 | 0 | 0 | 0 | 0 | 0 | 0 | 0 | 0 | 0 | 0 | 0 | 0
2019-09-10 | 43718 | 0 | 0 | 0 | 0 | 0 | 0 | 0 | 0 | 0 | 0 | 0 | 0
2019-09-10 01:00 | 43718.0417 | 0 | 0 | 0 | 0 | 0 | 0 | 0 | 0 | 0 | 0 | 0 | 0
2019-09-10 02:00 | 43718.0833 | 0 | 0 | 0 | 0 | 0 | 0 | 0 | 0 | 0 | 0 | 0 | 0
2019-09-10 03:00 | 43718.125 | 0 | 0 | 0 | 0 | 0 | 0 | 0 | 0 | 0 | 0 | 0 | 0
2019-09-10 04:00 | 43718.1667 | 0 | 0 | 0 | 0 | 0 | 0 | 0 | 0 | 0 | 0 | 0 | 0
2019-09-10 05:00 | 43718.2083 | 0 | 0 | 0 | 0 | 0 | 0 | 0 | 0 | 0 | 0 | 0 | 0
2019-09-10 06:00 | 43718.25 | 0 | 0 | 0 | 0 | 0 | 0 | 0 | 0 | 0 | 0 | 0 | 0
2019-09-10 07:00 | 43718.2917 | 0.090289 | 0.12039 | 0.15048 | 0.18058 | 0.21067 | 0.24077 | 0.27087 | 0.30096 | 0.33106 | 0.36116 | 0.39125 | 0.42135
2019-09-10 08:00 | 43718.3333 | 0.37436 | 0.49915 | 0.62394 | 0.74872 | 0.87351 | 0.9983 | 1.1231 | 1.2479 | 1.3727 | 1.4974 | 1.6222 | 1.747
2019-09-10 09:00 | 43718.375 | 0.69145 | 0.92193 | 1.1524 | 1.3829 | 1.6134 | 1.8439 | 2.0743 | 2.3048 | 2.5353 | 2.7658 | 2.9963 | 3.2268
2019-09-10 10:00 | 43718.4167 | 0.5611 | 0.74813 | 0.93516 | 1.1222 | 1.3092 | 1.4963 | 1.6833 | 1.8703 | 2.0574 | 2.2444 | 2.4314 | 2.6185
2019-09-10 11:00 | 43718.4583 | 1.44 | 1.92 | 2.4001 | 2.8801 | 3.3601 | 3.8401 | 4.3201 | 4.8001 | 5.2801 | 5.7601 | 6.2401 | 6.7202
2019-09-10 12:00 | 43718.5 | 1.0547 | 1.4062 | 1.7578 | 2.1093 | 2.4609 | 2.8124 | 3.164 | 3.5155 | 3.8671 | 4.2186 | 4.5702 | 4.9217
2019-09-10 13:00 | 43718.5417 | 1.1533 | 1.5377 | 1.9221 | 2.3066 | 2.691 | 3.0754 | 3.4598 | 3.8443 | 4.2287 | 4.6131 | 4.9975 | 5.382
2019-09-10 14:00 | 43718.5833 | 0.81479 | 1.0864 | 1.358 | 1.6296 | 1.9012 | 2.1728 | 2.4444 | 2.716 | 2.9876 | 3.2592 | 3.5308 | 3.8024
2019-09-10 15:00 | 43718.625 | 0.53222 | 0.70963 | 0.88704 | 1.0644 | 1.2419 | 1.4193 | 1.5967 | 1.7741 | 1.9515 | 2.1289 | 2.3063 | 2.4837
2019-09-10 16:00 | 43718.6667 | 1.0801 | 1.4402 | 1.8002 | 2.1602 | 2.5203 | 2.8803 | 3.2404 | 3.6004 | 3.9605 | 4.3205 | 4.6805 | 5.0406
2019-09-10 17:00 | 43718.7083 | 0.95096 | 1.2679 | 1.5849 | 1.9019 | 2.2189 | 2.5359 | 2.8529 | 3.1699 | 3.4868 | 3.8038 | 4.1208 | 4.4378
2019-09-10 18:00 | 43718.75 | 0.50232 | 0.66976 | 0.8372 | 1.0046 | 1.1721 | 1.3395 | 1.507 | 1.6744 | 1.8418 | 2.0093 | 2.1767 | 2.3441
2019-09-10 19:00 | 43718.7917 | 0.050536 | 0.067382 | 0.084227 | 0.10107 | 0.11792 | 0.13476 | 0.15161 | 0.16845 | 0.1853 | 0.20214 | 0.21899 | 0.23584
2019-09-10 20:00 | 43718.8333 | 0 | 0 | 0 | 0 | 0 | 0 | 0 | 0 | 0 | 0 | 0 | 0
2019-09-10 21:00 | 43718.875 | 0 | 0 | 0 | 0 | 0 | 0 | 0 | 0 | 0 | 0 | 0 | 0
2019-09-10 22:00 | 43718.9167 | 0 | 0 | 0 | 0 | 0 | 0 | 0 | 0 | 0 | 0 | 0 | 0
2019-09-10 23:00 | 43718.9583 | 0 | 0 | 0 | 0 | 0 | 0 | 0 | 0 | 0 | 0 | 0 | 0
2019-09-11 | 43719 | 0 | 0 | 0 | 0 | 0 | 0 | 0 | 0 | 0 | 0 | 0 | 0
2019-09-11 01:00 | 43719.0417 | 0 | 0 | 0 | 0 | 0 | 0 | 0 | 0 | 0 | 0 | 0 | 0
2019-09-11 02:00 | 43719.0833 | 0 | 0 | 0 | 0 | 0 | 0 | 0 | 0 | 0 | 0 | 0 | 0
2019-09-11 03:00 | 43719.125 | 0 | 0 | 0 | 0 | 0 | 0 | 0 | 0 | 0 | 0 | 0 | 0
2019-09-11 04:00 | 43719.1667 | 0 | 0 | 0 | 0 | 0 | 0 | 0 | 0 | 0 | 0 | 0 | 0
2019-09-11 05:00 | 43719.2083 | 0 | 0 | 0 | 0 | 0 | 0 | 0 | 0 | 0 | 0 | 0 | 0
2019-09-11 06:00 | 43719.25 | 0 | 0 | 0 | 0 | 0 | 0 | 0 | 0 | 0 | 0 | 0 | 0
2019-09-11 07:00 | 43719.2917 | 0.051596 | 0.068795 | 0.085994 | 0.10319 | 0.12039 | 0.13759 | 0.15479 | 0.17199 | 0.18919 | 0.20638 | 0.22358 | 0.24078
2019-09-11 08:00 | 43719.3333 | 0.54223 | 0.72298 | 0.90372 | 1.0845 | 1.2652 | 1.446 | 1.6267 | 1.8074 | 1.9882 | 2.1689 | 2.3497 | 2.5304
2019-09-11 09:00 | 43719.375 | 1.1403 | 1.5205 | 1.9006 | 2.2807 | 2.6608 | 3.0409 | 3.421 | 3.8011 | 4.1813 | 4.5614 | 4.9415 | 5.3216
2019-09-11 10:00 | 43719.4167 | 1.7534 | 2.3378 | 2.9223 | 3.5067 | 4.0912 | 4.6756 | 5.2601 | 5.8446 | 6.429 | 7.0135 | 7.5979 | 8.1824
2019-09-11 11:00 | 43719.4583 | 2.1924 | 2.9232 | 3.654 | 4.3847 | 5.1155 | 5.8463 | 6.5771 | 7.3079 | 8.0387 | 8.7695 | 9.5003 | 10.2311
2019-09-11 12:00 | 43719.5 | 2.4186 | 3.2247 | 4.0309 | 4.8371 | 5.6433 | 6.4495 | 7.2557 | 8.0619 | 8.868 | 9.6742 | 10.4804 | 11.2866
2019-09-11 13:00 | 43719.5417 | 2.5455 | 3.3939 | 4.2424 | 5.0909 | 5.9394 | 6.7879 | 7.6364 | 8.4848 | 9.3333 | 10.1818 | 11.0303 | 11.8788
2019-09-11 14:00 | 43719.5833 | 2.4288 | 3.2384 | 4.0481 | 4.8577 | 5.6673 | 6.4769 | 7.2865 | 8.0961 | 8.9057 | 9.7153 | 10.5249 | 11.3346
2019-09-11 15:00 | 43719.625 | 2.0292 | 2.7056 | 3.382 | 4.0584 | 4.7347 | 5.4111 | 6.0875 | 6.7639 | 7.4403 | 8.1167 | 8.7931 | 9.4695
2019-09-11 16:00 | 43719.6667 | 1.6061 | 2.1414 | 2.6768 | 3.2121 | 3.7475 | 4.2828 | 4.8182 | 5.3535 | 5.8889 | 6.4242 | 6.9596 | 7.4949
2019-09-11 17:00 | 43719.7083 | 1.0116 | 1.3488 | 1.6859 | 2.0231 | 2.3603 | 2.6975 | 3.0347 | 3.3719 | 3.7091 | 4.0463 | 4.3835 | 4.7207
2019-09-11 18:00 | 43719.75 | 0.41896 | 0.55861 | 0.69827 | 0.83792 | 0.97757 | 1.1172 | 1.2569 | 1.3965 | 1.5362 | 1.6758 | 1.8155 | 1.9551
2019-09-11 19:00 | 43719.7917 | 0.01788 | 0.023839 | 0.029799 | 0.035759 | 0.041719 | 0.047679 | 0.053639 | 0.059599 | 0.065558 | 0.071518 | 0.077478 | 0.083438
2019-09-11 20:00 | 43719.8333 | 0 | 0 | 0 | 0 | 0 | 0 | 0 | 0 | 0 | 0 | 0 | 0
2019-09-11 21:00 | 43719.875 | 0 | 0 | 0 | 0 | 0 | 0 | 0 | 0 | 0 | 0 | 0 | 0
2019-09-11 22:00 | 43719.9167 | 0 | 0 | 0 | 0 | 0 | 0 | 0 | 0 | 0 | 0 | 0 | 0
2019-09-11 23:00 | 43719.9583 | 0 | 0 | 0 | 0 | 0 | 0 | 0 | 0 | 0 | 0 | 0 | 0
2019-09-12 | 43720 | 0 | 0 | 0 | 0 | 0 | 0 | 0 | 0 | 0 | 0 | 0 | 0
2019-09-12 01:00 | 43720.0417 | 0 | 0 | 0 | 0 | 0 | 0 | 0 | 0 | 0 | 0 | 0 | 0
2019-09-12 02:00 | 43720.0833 | 0 | 0 | 0 | 0 | 0 | 0 | 0 | 0 | 0 | 0 | 0 | 0
2019-09-12 03:00 | 43720.125 | 0 | 0 | 0 | 0 | 0 | 0 | 0 | 0 | 0 | 0 | 0 | 0
2019-09-12 04:00 | 43720.1667 | 0 | 0 | 0 | 0 | 0 | 0 | 0 | 0 | 0 | 0 | 0 | 0
2019-09-12 05:00 | 43720.2083 | 0 | 0 | 0 | 0 | 0 | 0 | 0 | 0 | 0 | 0 | 0 | 0
2019-09-12 06:00 | 43720.25 | 0 | 0 | 0 | 0 | 0 | 0 | 0 | 0 | 0 | 0 | 0 | 0
2019-09-12 07:00 | 43720.2917 | 0.056238 | 0.074984 | 0.093731 | 0.11248 | 0.13122 | 0.14997 | 0.16871 | 0.18746 | 0.20621 | 0.22495 | 0.2437 | 0.26245
2019-09-12 08:00 | 43720.3333 | 0.62763 | 0.83684 | 1.046 | 1.2553 | 1.4645 | 1.6737 | 1.8829 | 2.0921 | 2.3013 | 2.5105 | 2.7197 | 2.9289
2019-09-12 09:00 | 43720.375 | 1.3646 | 1.8195 | 2.2744 | 2.7293 | 3.1842 | 3.639 | 4.0939 | 4.5488 | 5.0037 | 5.4586 | 5.9134 | 6.3683
2019-09-12 10:00 | 43720.4167 | 1.9602 | 2.6136 | 3.267 | 3.9204 | 4.5738 | 5.2272 | 5.8806 | 6.534 | 7.1874 | 7.8407 | 8.4941 | 9.1475
2019-09-12 11:00 | 43720.4583 | 2.4341 | 3.2454 | 4.0568 | 4.8682 | 5.6795 | 6.4909 | 7.3023 | 8.1136 | 8.925 | 9.7363 | 10.5477 | 11.3591
2019-09-12 12:00 | 43720.5 | 2.6334 | 3.5112 | 4.389 | 5.2668 | 6.1446 | 7.0224 | 7.9002 | 8.778 | 9.6558 | 10.5336 | 11.4114 | 12.2892
2019-09-12 13:00 | 43720.5417 | 2.6646 | 3.5528 | 4.441 | 5.3292 | 6.2174 | 7.1056 | 7.9938 | 8.882 | 9.7702 | 10.6584 | 11.5466 | 12.4348
2019-09-12 14:00 | 43720.5833 | 2.5106 | 3.3474 | 4.1843 | 5.0212 | 5.858 | 6.6949 | 7.5318 | 8.3686 | 9.2055 | 10.0423 | 10.8792 | 11.7161
2019-09-12 15:00 | 43720.625 | 2.1619 | 2.8825 | 3.6031 | 4.3237 | 5.0443 | 5.7649 | 6.4856 | 7.2062 | 7.9268 | 8.6474 | 9.368 | 10.0886
2019-09-12 16:00 | 43720.6667 | 1.65 | 2.2 | 2.75 | 3.3 | 3.85 | 4.3999 | 4.9499 | 5.4999 | 6.0499 | 6.5999 | 7.1499 | 7.6999
2019-09-12 17:00 | 43720.7083 | 1.041 | 1.3879 | 1.7349 | 2.0819 | 2.4289 | 2.7759 | 3.1229 | 3.4699 | 3.8169 | 4.1638 | 4.5108 | 4.8578
2019-09-12 18:00 | 43720.75 | 0.38373 | 0.51164 | 0.63955 | 0.76746 | 0.89537 | 1.0233 | 1.1512 | 1.2791 | 1.407 | 1.5349 | 1.6628 | 1.7907
2019-09-12 19:00 | 43720.7917 | 0.01158 | 0.01544 | 0.019301 | 0.023161 | 0.027021 | 0.030881 | 0.034741 | 0.038601 | 0.042461 | 0.046321 | 0.050182 | 0.054042
2019-09-12 20:00 | 43720.8333 | 0 | 0 | 0 | 0 | 0 | 0 | 0 | 0 | 0 | 0 | 0 | 0
2019-09-12 21:00 | 43720.875 | 0 | 0 | 0 | 0 | 0 | 0 | 0 | 0 | 0 | 0 | 0 | 0
2019-09-12 22:00 | 43720.9167 | 0 | 0 | 0 | 0 | 0 | 0 | 0 | 0 | 0 | 0 | 0 | 0
2019-09-12 23:00 | 43720.9583 | 0 | 0 | 0 | 0 | 0 | 0 | 0 | 0 | 0 | 0 | 0 | 0
2019-09-13 | 43721 | 0 | 0 | 0 | 0 | 0 | 0 | 0 | 0 | 0 | 0 | 0 | 0
2019-09-13 01:00 | 43721.0417 | 0 | 0 | 0 | 0 | 0 | 0 | 0 | 0 | 0 | 0 | 0 | 0
2019-09-13 02:00 | 43721.0833 | 0 | 0 | 0 | 0 | 0 | 0 | 0 | 0 | 0 | 0 | 0 | 0
2019-09-13 03:00 | 43721.125 | 0 | 0 | 0 | 0 | 0 | 0 | 0 | 0 | 0 | 0 | 0 | 0
2019-09-13 04:00 | 43721.1667 | 0 | 0 | 0 | 0 | 0 | 0 | 0 | 0 | 0 | 0 | 0 | 0
2019-09-13 05:00 | 43721.2083 | 0 | 0 | 0 | 0 | 0 | 0 | 0 | 0 | 0 | 0 | 0 | 0
2019-09-13 06:00 | 43721.25 | 0 | 0 | 0 | 0 | 0 | 0 | 0 | 0 | 0 | 0 | 0 | 0
2019-09-13 07:00 | 43721.2917 | 0.055883 | 0.074511 | 0.093138 | 0.11177 | 0.13039 | 0.14902 | 0.16765 | 0.18628 | 0.2049 | 0.22353 | 0.24216 | 0.26079
2019-09-13 08:00 | 43721.3333 | 0.65303 | 0.87071 | 1.0884 | 1.3061 | 1.5237 | 1.7414 | 1.9591 | 2.1768 | 2.3945 | 2.6121 | 2.8298 | 3.0475
2019-09-13 09:00 | 43721.375 | 1.3796 | 1.8395 | 2.2993 | 2.7592 | 3.2191 | 3.6789 | 4.1388 | 4.5987 | 5.0585 | 5.5184 | 5.9783 | 6.4381
2019-09-13 10:00 | 43721.4167 | 1.9926 | 2.6568 | 3.3209 | 3.9851 | 4.6493 | 5.3135 | 5.9777 | 6.6419 | 7.3061 | 7.9703 | 8.6345 | 9.2987
2019-09-13 11:00 | 43721.4583 | 2.4265 | 3.2354 | 4.0442 | 4.853 | 5.6619 | 6.4707 | 7.2795 | 8.0884 | 8.8972 | 9.7061 | 10.5149 | 11.3237
2019-09-13 12:00 | 43721.5 | 2.7157 | 3.621 | 4.5262 | 5.4315 | 6.3367 | 7.242 | 8.1472 | 9.0525 | 9.9577 | 10.863 | 11.7682 | 12.6734
2019-09-13 13:00 | 43721.5417 | 2.7586 | 3.6781 | 4.5977 | 5.5172 | 6.4367 | 7.3563 | 8.2758 | 9.1953 | 10.1148 | 11.0344 | 11.9539 | 12.8734
2019-09-13 14:00 | 43721.5833 | 2.6029 | 3.4706 | 4.3382 | 5.2059 | 6.0735 | 6.9412 | 7.8088 | 8.6765 | 9.5441 | 10.4118 | 11.2794 | 12.147
2019-09-13 15:00 | 43721.625 | 2.2338 | 2.9783 | 3.7229 | 4.4675 | 5.2121 | 5.9567 | 6.7013 | 7.4459 | 8.1904 | 8.935 | 9.6796 | 10.4242
2019-09-13 16:00 | 43721.6667 | 1.7421 | 2.3228 | 2.9036 | 3.4843 | 4.065 | 4.6457 | 5.2264 | 5.8071 | 6.3878 | 6.9685 | 7.5493 | 8.13
2019-09-13 17:00 | 43721.7083 | 1.1032 | 1.4709 | 1.8386 | 2.2063 | 2.5741 | 2.9418 | 3.3095 | 3.6772 | 4.0449 | 4.4127 | 4.7804 | 5.1481
2019-09-13 18:00 | 43721.75 | 0.41389 | 0.55185 | 0.68982 | 0.82778 | 0.96574 | 1.1037 | 1.2417 | 1.3796 | 1.5176 | 1.6556 | 1.7935 | 1.9315
2019-09-13 19:00 | 43721.7917 | 0.011623 | 0.015498 | 0.019372 | 0.023246 | 0.027121 | 0.030995 | 0.03487 | 0.038744 | 0.042618 | 0.046493 | 0.050367 | 0.054242
2019-09-13 20:00 | 43721.8333 | 0 | 0 | 0 | 0 | 0 | 0 | 0 | 0 | 0 | 0 | 0 | 0
2019-09-13 21:00 | 43721.875 | 0 | 0 | 0 | 0 | 0 | 0 | 0 | 0 | 0 | 0 | 0 | 0
2019-09-13 22:00 | 43721.9167 | 0 | 0 | 0 | 0 | 0 | 0 | 0 | 0 | 0 | 0 | 0 | 0
2019-09-13 23:00 | 43721.9583 | 0 | 0 | 0 | 0 | 0 | 0 | 0 | 0 | 0 | 0 | 0 | 0
2019-09-14 | 43722 | 0 | 0 | 0 | 0 | 0 | 0 | 0 | 0 | 0 | 0 | 0 | 0
2019-09-14 01:00 | 43722.0417 | 0 | 0 | 0 | 0 | 0 | 0 | 0 | 0 | 0 | 0 | 0 | 0
2019-09-14 02:00 | 43722.0833 | 0 | 0 | 0 | 0 | 0 | 0 | 0 | 0 | 0 | 0 | 0 | 0
2019-09-14 03:00 | 43722.125 | 0 | 0 | 0 | 0 | 0 | 0 | 0 | 0 | 0 | 0 | 0 | 0
2019-09-14 04:00 | 43722.1667 | 0 | 0 | 0 | 0 | 0 | 0 | 0 | 0 | 0 | 0 | 0 | 0
2019-09-14 05:00 | 43722.2083 | 0 | 0 | 0 | 0 | 0 | 0 | 0 | 0 | 0 | 0 | 0 | 0
2019-09-14 06:00 | 43722.25 | 0 | 0 | 0 | 0 | 0 | 0 | 0 | 0 | 0 | 0 | 0 | 0
2019-09-14 07:00 | 43722.2917 | 0.05162 | 0.068827 | 0.086033 | 0.10324 | 0.12045 | 0.13765 | 0.15486 | 0.17207 | 0.18927 | 0.20648 | 0.22369 | 0.24089
2019-09-14 08:00 | 43722.3333 | 0.61197 | 0.81596 | 1.0199 | 1.2239 | 1.4279 | 1.6319 | 1.8359 | 2.0399 | 2.2439 | 2.4479 | 2.6519 | 2.8559
2019-09-14 09:00 | 43722.375 | 1.2754 | 1.7005 | 2.1256 | 2.5508 | 2.9759 | 3.401 | 3.8262 | 4.2513 | 4.6764 | 5.1015 | 5.5267 | 5.9518
2019-09-14 10:00 | 43722.4167 | 1.8586 | 2.4781 | 3.0976 | 3.7171 | 4.3366 | 4.9561 | 5.5757 | 6.1952 | 6.8147 | 7.4342 | 8.0537 | 8.6732
2019-09-14 11:00 | 43722.4583 | 2.26 | 3.0133 | 3.7666 | 4.52 | 5.2733 | 6.0266 | 6.7799 | 7.5333 | 8.2866 | 9.0399 | 9.7932 | 10.5466
2019-09-14 12:00 | 43722.5 | 2.4893 | 3.3191 | 4.1489 | 4.9786 | 5.8084 | 6.6382 | 7.4679 | 8.2977 | 9.1275 | 9.9572 | 10.787 | 11.6168
2019-09-14 13:00 | 43722.5417 | 2.4858 | 3.3144 | 4.143 | 4.9716 | 5.8002 | 6.6289 | 7.4575 | 8.2861 | 9.1147 | 9.9433 | 10.7719 | 11.6005
2019-09-14 14:00 | 43722.5833 | 2.4013 | 3.2018 | 4.0022 | 4.8026 | 5.6031 | 6.4035 | 7.204 | 8.0044 | 8.8049 | 9.6053 | 10.4057 | 11.2062
2019-09-14 15:00 | 43722.625 | 2.0488 | 2.7317 | 3.4147 | 4.0976 | 4.7805 | 5.4635 | 6.1464 | 6.8294 | 7.5123 | 8.1952 | 8.8782 | 9.5611
2019-09-14 16:00 | 43722.6667 | 1.5562 | 2.0749 | 2.5936 | 3.1123 | 3.6311 | 4.1498 | 4.6685 | 5.1872 | 5.7059 | 6.2247 | 6.7434 | 7.2621
2019-09-14 17:00 | 43722.7083 | 0.97991 | 1.3065 | 1.6332 | 1.9598 | 2.2865 | 2.6131 | 2.9397 | 3.2664 | 3.593 | 3.9196 | 4.2463 | 4.5729
2019-09-14 18:00 | 43722.75 | 0.35127 | 0.46836 | 0.58545 | 0.70254 | 0.81963 | 0.93672 | 1.0538 | 1.1709 | 1.288 | 1.4051 | 1.5222 | 1.6393
2019-09-14 19:00 | 43722.7917 | 0.0057306 | 0.0076408 | 0.0095511 | 0.011461 | 0.013371 | 0.015282 | 0.017192 | 0.019102 | 0.021012 | 0.022923 | 0.024833 | 0.026743
2019-09-14 20:00 | 43722.8333 | 0 | 0 | 0 | 0 | 0 | 0 | 0 | 0 | 0 | 0 | 0 | 0
2019-09-14 21:00 | 43722.875 | 0 | 0 | 0 | 0 | 0 | 0 | 0 | 0 | 0 | 0 | 0 | 0
2019-09-14 22:00 | 43722.9167 | 0 | 0 | 0 | 0 | 0 | 0 | 0 | 0 | 0 | 0 | 0 | 0
2019-09-14 23:00 | 43722.9583 | 0 | 0 | 0 | 0 | 0 | 0 | 0 | 0 | 0 | 0 | 0 | 0
2019-09-15 | 43723 | 0 | 0 | 0 | 0 | 0 | 0 | 0 | 0 | 0 | 0 | 0 | 0
2019-09-15 01:00 | 43723.0417 | 0 | 0 | 0 | 0 | 0 | 0 | 0 | 0 | 0 | 0 | 0 | 0
2019-09-15 02:00 | 43723.0833 | 0 | 0 | 0 | 0 | 0 | 0 | 0 | 0 | 0 | 0 | 0 | 0
2019-09-15 03:00 | 43723.125 | 0 | 0 | 0 | 0 | 0 | 0 | 0 | 0 | 0 | 0 | 0 | 0
2019-09-15 04:00 | 43723.1667 | 0 | 0 | 0 | 0 | 0 | 0 | 0 | 0 | 0 | 0 | 0 | 0
2019-09-15 05:00 | 43723.2083 | 0 | 0 | 0 | 0 | 0 | 0 | 0 | 0 | 0 | 0 | 0 | 0
2019-09-15 06:00 | 43723.25 | 0 | 0 | 0 | 0 | 0 | 0 | 0 | 0 | 0 | 0 | 0 | 0
2019-09-15 07:00 | 43723.2917 | 0.047097 | 0.062796 | 0.078495 | 0.094195 | 0.10989 | 0.12559 | 0.14129 | 0.15699 | 0.17269 | 0.18839 | 0.20409 | 0.21979
2019-09-15 08:00 | 43723.3333 | 0.62165 | 0.82886 | 1.0361 | 1.2433 | 1.4505 | 1.6577 | 1.8649 | 2.0722 | 2.2794 | 2.4866 | 2.6938 | 2.901
2019-09-15 09:00 | 43723.375 | 1.3346 | 1.7794 | 2.2243 | 2.6692 | 3.114 | 3.5589 | 4.0037 | 4.4486 | 4.8934 | 5.3383 | 5.7832 | 6.228
2019-09-15 10:00 | 43723.4167 | 1.869 | 2.492 | 3.115 | 3.738 | 4.361 | 4.984 | 5.607 | 6.23 | 6.8531 | 7.4761 | 8.0991 | 8.7221
2019-09-15 11:00 | 43723.4583 | 2.2741 | 3.0321 | 3.7902 | 4.5482 | 5.3062 | 6.0643 | 6.8223 | 7.5803 | 8.3383 | 9.0964 | 9.8544 | 10.6124
2019-09-15 12:00 | 43723.5 | 2.4982 | 3.331 | 4.1637 | 4.9965 | 5.8292 | 6.662 | 7.4947 | 8.3275 | 9.1602 | 9.993 | 10.8257 | 11.6585
2019-09-15 13:00 | 43723.5417 | 2.4696 | 3.2928 | 4.116 | 4.9392 | 5.7624 | 6.5856 | 7.4088 | 8.232 | 9.0552 | 9.8785 | 10.7017 | 11.5249
2019-09-15 14:00 | 43723.5833 | 2.3455 | 3.1273 | 3.9091 | 4.6909 | 5.4727 | 6.2545 | 7.0364 | 7.8182 | 8.6 | 9.3818 | 10.1636 | 10.9455
2019-09-15 15:00 | 43723.625 | 2.0059 | 2.6745 | 3.3431 | 4.0117 | 4.6803 | 5.349 | 6.0176 | 6.6862 | 7.3548 | 8.0234 | 8.692 | 9.3607
2019-09-15 16:00 | 43723.6667 | 1.5357 | 2.0476 | 2.5595 | 3.0714 | 3.5833 | 4.0952 | 4.6071 | 5.119 | 5.6309 | 6.1428 | 6.6547 | 7.1666
2019-09-15 17:00 | 43723.7083 | 0.96744 | 1.2899 | 1.6124 | 1.9349 | 2.2574 | 2.5798 | 2.9023 | 3.2248 | 3.5473 | 3.8697 | 4.1922 | 4.5147
2019-09-15 18:00 | 43723.75 | 0.35478 | 0.47304 | 0.5913 | 0.70956 | 0.82782 | 0.94609 | 1.0643 | 1.1826 | 1.3009 | 1.4191 | 1.5374 | 1.6556
2019-09-15 19:00 | 43723.7917 | 0.0076726 | 0.01023 | 0.012788 | 0.015345 | 0.017903 | 0.02046 | 0.023018 | 0.025575 | 0.028133 | 0.03069 | 0.033248 | 0.035805
2019-09-15 20:00 | 43723.8333 | 0 | 0 | 0 | 0 | 0 | 0 | 0 | 0 | 0 | 0 | 0 | 0
2019-09-15 21:00 | 43723.875 | 0 | 0 | 0 | 0 | 0 | 0 | 0 | 0 | 0 | 0 | 0 | 0
2019-09-15 22:00 | 43723.9167 | 0 | 0 | 0 | 0 | 0 | 0 | 0 | 0 | 0 | 0 | 0 | 0
2019-09-15 23:00 | 43723.9583 | 0 | 0 | 0 | 0 | 0 | 0 | 0 | 0 | 0 | 0 | 0 | 0
2019-09-16 | 43724 | 0 | 0 | 0 | 0 | 0 | 0 | 0 | 0 | 0 | 0 | 0 | 0
2019-09-16 01:00 | 43724.0417 | 0 | 0 | 0 | 0 | 0 | 0 | 0 | 0 | 0 | 0 | 0 | 0
2019-09-16 02:00 | 43724.0833 | 0 | 0 | 0 | 0 | 0 | 0 | 0 | 0 | 0 | 0 | 0 | 0
2019-09-16 03:00 | 43724.125 | 0 | 0 | 0 | 0 | 0 | 0 | 0 | 0 | 0 | 0 | 0 | 0
2019-09-16 04:00 | 43724.1667 | 0 | 0 | 0 | 0 | 0 | 0 | 0 | 0 | 0 | 0 | 0 | 0
2019-09-16 05:00 | 43724.2083 | 0 | 0 | 0 | 0 | 0 | 0 | 0 | 0 | 0 | 0 | 0 | 0
2019-09-16 06:00 | 43724.25 | 0 | 0 | 0 | 0 | 0 | 0 | 0 | 0 | 0 | 0 | 0 | 0
2019-09-16 07:00 | 43724.2917 | 0.041121 | 0.054828 | 0.068535 | 0.082242 | 0.095949 | 0.10966 | 0.12336 | 0.13707 | 0.15078 | 0.16448 | 0.17819 | 0.1919
2019-09-16 08:00 | 43724.3333 | 0.61139 | 0.81519 | 1.019 | 1.2228 | 1.4266 | 1.6304 | 1.8342 | 2.038 | 2.2418 | 2.4456 | 2.6494 | 2.8532
2019-09-16 09:00 | 43724.375 | 1.2856 | 1.7141 | 2.1426 | 2.5711 | 2.9996 | 3.4281 | 3.8567 | 4.2852 | 4.7137 | 5.1422 | 5.5707 | 5.9993
2019-09-16 10:00 | 43724.4167 | 1.856 | 2.4746 | 3.0933 | 3.712 | 4.3306 | 4.9493 | 5.5679 | 6.1866 | 6.8053 | 7.4239 | 8.0426 | 8.6612
2019-09-16 11:00 | 43724.4583 | 2.3331 | 3.1108 | 3.8885 | 4.6663 | 5.444 | 6.2217 | 6.9994 | 7.7771 | 8.5548 | 9.3325 | 10.1102 | 10.8879
2019-09-16 12:00 | 43724.5 | 2.6398 | 3.5198 | 4.3997 | 5.2797 | 6.1596 | 7.0396 | 7.9195 | 8.7995 | 9.6794 | 10.5594 | 11.4393 | 12.3193
2019-09-16 13:00 | 43724.5417 | 2.6835 | 3.5779 | 4.4724 | 5.3669 | 6.2614 | 7.1559 | 8.0504 | 8.9449 | 9.8393 | 10.7338 | 11.6283 | 12.5228
2019-09-16 14:00 | 43724.5833 | 2.5552 | 3.4069 | 4.2587 | 5.1104 | 5.9621 | 6.8139 | 7.6656 | 8.5173 | 9.3691 | 10.2208 | 11.0725 | 11.9243
2019-09-16 15:00 | 43724.625 | 2.2107 | 2.9476 | 3.6846 | 4.4215 | 5.1584 | 5.8953 | 6.6322 | 7.3691 | 8.106 | 8.8429 | 9.5798 | 10.3167
2019-09-16 16:00 | 43724.6667 | 1.633 | 2.1773 | 2.7217 | 3.266 | 3.8103 | 4.3547 | 4.899 | 5.4433 | 5.9876 | 6.532 | 7.0763 | 7.6206
2019-09-16 17:00 | 43724.7083 | 0.98413 | 1.3122 | 1.6402 | 1.9683 | 2.2963 | 2.6243 | 2.9524 | 3.2804 | 3.6085 | 3.9365 | 4.2646 | 4.5926
2019-09-16 18:00 | 43724.75 | 0.32714 | 0.43619 | 0.54524 | 0.65428 | 0.76333 | 0.87238 | 0.98142 | 1.0905 | 1.1995 | 1.3086 | 1.4176 | 1.5267
2019-09-16 19:00 | 43724.7917 | 0.004326 | 0.005768 | 0.00721 | 0.008652 | 0.010094 | 0.011536 | 0.012978 | 0.01442 | 0.015862 | 0.017304 | 0.018746 | 0.020188
2019-09-16 20:00 | 43724.8333 | 0 | 0 | 0 | 0 | 0 | 0 | 0 | 0 | 0 | 0 | 0 | 0
2019-09-16 21:00 | 43724.875 | 0 | 0 | 0 | 0 | 0 | 0 | 0 | 0 | 0 | 0 | 0 | 0
2019-09-16 22:00 | 43724.9167 | 0 | 0 | 0 | 0 | 0 | 0 | 0 | 0 | 0 | 0 | 0 | 0
2019-09-16 23:00 | 43724.9583 | 0 | 0 | 0 | 0 | 0 | 0 | 0 | 0 | 0 | 0 | 0 | 0
2019-09-17 | 43725 | 0 | 0 | 0 | 0 | 0 | 0 | 0 | 0 | 0 | 0 | 0 | 0
2019-09-17 01:00 | 43725.0417 | 0 | 0 | 0 | 0 | 0 | 0 | 0 | 0 | 0 | 0 | 0 | 0
2019-09-17 02:00 | 43725.0833 | 0 | 0 | 0 | 0 | 0 | 0 | 0 | 0 | 0 | 0 | 0 | 0
2019-09-17 03:00 | 43725.125 | 0 | 0 | 0 | 0 | 0 | 0 | 0 | 0 | 0 | 0 | 0 | 0
2019-09-17 04:00 | 43725.1667 | 0 | 0 | 0 | 0 | 0 | 0 | 0 | 0 | 0 | 0 | 0 | 0
2019-09-17 05:00 | 43725.2083 | 0 | 0 | 0 | 0 | 0 | 0 | 0 | 0 | 0 | 0 | 0 | 0
2019-09-17 06:00 | 43725.25 | 0 | 0 | 0 | 0 | 0 | 0 | 0 | 0 | 0 | 0 | 0 | 0
2019-09-17 07:00 | 43725.2917 | 0.042097 | 0.056129 | 0.070161 | 0.084193 | 0.098225 | 0.11226 | 0.12629 | 0.14032 | 0.15435 | 0.16839 | 0.18242 | 0.19645
2019-09-17 08:00 | 43725.3333 | 0.6149 | 0.81987 | 1.0248 | 1.2298 | 1.4348 | 1.6397 | 1.8447 | 2.0497 | 2.2547 | 2.4596 | 2.6646 | 2.8696
2019-09-17 09:00 | 43725.375 | 1.3302 | 1.7737 | 2.2171 | 2.6605 | 3.1039 | 3.5473 | 3.9907 | 4.4342 | 4.8776 | 5.321 | 5.7644 | 6.2078
2019-09-17 10:00 | 43725.4167 | 1.9858 | 2.6477 | 3.3096 | 3.9715 | 4.6335 | 5.2954 | 5.9573 | 6.6192 | 7.2811 | 7.9431 | 8.605 | 9.2669
2019-09-17 11:00 | 43725.4583 | 2.4706 | 3.2941 | 4.1176 | 4.9411 | 5.7647 | 6.5882 | 7.4117 | 8.2352 | 9.0588 | 9.8823 | 10.7058 | 11.5293
2019-09-17 12:00 | 43725.5 | 2.7239 | 3.6319 | 4.5398 | 5.4478 | 6.3558 | 7.2637 | 8.1717 | 9.0797 | 9.9877 | 10.8956 | 11.8036 | 12.7116
2019-09-17 13:00 | 43725.5417 | 2.7772 | 3.7029 | 4.6287 | 5.5544 | 6.4801 | 7.4059 | 8.3316 | 9.2573 | 10.1831 | 11.1088 | 12.0345 | 12.9602
2019-09-17 14:00 | 43725.5833 | 2.5797 | 3.4396 | 4.2995 | 5.1594 | 6.0193 | 6.8792 | 7.7391 | 8.599 | 9.4589 | 10.3188 | 11.1787 | 12.0386
2019-09-17 15:00 | 43725.625 | 2.1585 | 2.878 | 3.5975 | 4.317 | 5.0365 | 5.756 | 6.4755 | 7.195 | 7.9145 | 8.6341 | 9.3536 | 10.0731
2019-09-17 16:00 | 43725.6667 | 1.6562 | 2.2082 | 2.7603 | 3.3123 | 3.8644 | 4.4164 | 4.9685 | 5.5205 | 6.0726 | 6.6246 | 7.1767 | 7.7288
2019-09-17 17:00 | 43725.7083 | 1.0056 | 1.3407 | 1.6759 | 2.0111 | 2.3463 | 2.6815 | 3.0167 | 3.3519 | 3.6871 | 4.0222 | 4.3574 | 4.6926
2019-09-17 18:00 | 43725.75 | 0.37151 | 0.49534 | 0.61918 | 0.74301 | 0.86685 | 0.99069 | 1.1145 | 1.2384 | 1.3622 | 1.486 | 1.6099 | 1.7337
2019-09-17 19:00 | 43725.7917 | 0.0045294 | 0.0060393 | 0.0075491 | 0.0090589 | 0.010569 | 0.012079 | 0.013588 | 0.015098 | 0.016608 | 0.018118 | 0.019628 | 0.021137
2019-09-17 20:00 | 43725.8333 | 0 | 0 | 0 | 0 | 0 | 0 | 0 | 0 | 0 | 0 | 0 | 0
2019-09-17 21:00 | 43725.875 | 0 | 0 | 0 | 0 | 0 | 0 | 0 | 0 | 0 | 0 | 0 | 0
2019-09-17 22:00 | 43725.9167 | 0 | 0 | 0 | 0 | 0 | 0 | 0 | 0 | 0 | 0 | 0 | 0
2019-09-17 23:00 | 43725.9583 | 0 | 0 | 0 | 0 | 0 | 0 | 0 | 0 | 0 | 0 | 0 | 0
2019-09-18 | 43726 | 0 | 0 | 0 | 0 | 0 | 0 | 0 | 0 | 0 | 0 | 0 | 0
2019-09-18 01:00 | 43726.0417 | 0 | 0 | 0 | 0 | 0 | 0 | 0 | 0 | 0 | 0 | 0 | 0
2019-09-18 02:00 | 43726.0833 | 0 | 0 | 0 | 0 | 0 | 0 | 0 | 0 | 0 | 0 | 0 | 0
2019-09-18 03:00 | 43726.125 | 0 | 0 | 0 | 0 | 0 | 0 | 0 | 0 | 0 | 0 | 0 | 0
2019-09-18 04:00 | 43726.1667 | 0 | 0 | 0 | 0 | 0 | 0 | 0 | 0 | 0 | 0 | 0 | 0
2019-09-18 05:00 | 43726.2083 | 0 | 0 | 0 | 0 | 0 | 0 | 0 | 0 | 0 | 0 | 0 | 0
2019-09-18 06:00 | 43726.25 | 0 | 0 | 0 | 0 | 0 | 0 | 0 | 0 | 0 | 0 | 0 | 0
2019-09-18 07:00 | 43726.2917 | 0.029191 | 0.038922 | 0.048652 | 0.058382 | 0.068113 | 0.077843 | 0.087573 | 0.097304 | 0.10703 | 0.11676 | 0.12649 | 0.13623
2019-09-18 08:00 | 43726.3333 | 0.42479 | 0.56638 | 0.70798 | 0.84958 | 0.99117 | 1.1328 | 1.2744 | 1.416 | 1.5576 | 1.6992 | 1.8407 | 1.9823
2019-09-18 09:00 | 43726.375 | 0.77702 | 1.036 | 1.295 | 1.554 | 1.8131 | 2.0721 | 2.3311 | 2.5901 | 2.8491 | 3.1081 | 3.3671 | 3.6261
2019-09-18 10:00 | 43726.4167 | 1.2831 | 1.7108 | 2.1384 | 2.5661 | 2.9938 | 3.4215 | 3.8492 | 4.2769 | 4.7046 | 5.1323 | 5.5599 | 5.9876
2019-09-18 11:00 | 43726.4583 | 1.5658 | 2.0877 | 2.6097 | 3.1316 | 3.6535 | 4.1755 | 4.6974 | 5.2193 | 5.7413 | 6.2632 | 6.7851 | 7.3071
2019-09-18 12:00 | 43726.5 | 1.7498 | 2.3331 | 2.9164 | 3.4997 | 4.0829 | 4.6662 | 5.2495 | 5.8328 | 6.416 | 6.9993 | 7.5826 | 8.1659
2019-09-18 13:00 | 43726.5417 | 1.7956 | 2.3941 | 2.9926 | 3.5911 | 4.1897 | 4.7882 | 5.3867 | 5.9852 | 6.5837 | 7.1823 | 7.7808 | 8.3793
2019-09-18 14:00 | 43726.5833 | 1.5338 | 2.0451 | 2.5564 | 3.0677 | 3.579 | 4.0903 | 4.6015 | 5.1128 | 5.6241 | 6.1354 | 6.6467 | 7.158
2019-09-18 15:00 | 43726.625 | 1.239 | 1.652 | 2.065 | 2.478 | 2.891 | 3.304 | 3.717 | 4.13 | 4.543 | 4.956 | 5.369 | 5.782
2019-09-18 16:00 | 43726.6667 | 0.83751 | 1.1167 | 1.3959 | 1.675 | 1.9542 | 2.2334 | 2.5125 | 2.7917 | 3.0709 | 3.3501 | 3.6292 | 3.9084
2019-09-18 17:00 | 43726.7083 | 0.52458 | 0.69944 | 0.8743 | 1.0492 | 1.224 | 1.3989 | 1.5737 | 1.7486 | 1.9235 | 2.0983 | 2.2732 | 2.448
2019-09-18 18:00 | 43726.75 | 0.17474 | 0.23299 | 0.29124 | 0.34949 | 0.40774 | 0.46598 | 0.52423 | 0.58248 | 0.64073 | 0.69898 | 0.75723 | 0.81547
2019-09-18 19:00 | 43726.7917 | 0.0011794 | 0.0015726 | 0.0019657 | 0.0023589 | 0.002752 | 0.0031452 | 0.0035383 | 0.0039314 | 0.0043246 | 0.0047177 | 0.0051109 | 0.005504
2019-09-18 20:00 | 43726.8333 | 0 | 0 | 0 | 0 | 0 | 0 | 0 | 0 | 0 | 0 | 0 | 0
2019-09-18 21:00 | 43726.875 | 0 | 0 | 0 | 0 | 0 | 0 | 0 | 0 | 0 | 0 | 0 | 0
2019-09-18 22:00 | 43726.9167 | 0 | 0 | 0 | 0 | 0 | 0 | 0 | 0 | 0 | 0 | 0 | 0
2019-09-18 23:00 | 43726.9583 | 0 | 0 | 0 | 0 | 0 | 0 | 0 | 0 | 0 | 0 | 0 | 0
2019-09-19 | 43727 | 0 | 0 | 0 | 0 | 0 | 0 | 0 | 0 | 0 | 0 | 0 | 0
2019-09-19 01:00 | 43727.0417 | 0 | 0 | 0 | 0 | 0 | 0 | 0 | 0 | 0 | 0 | 0 | 0
2019-09-19 02:00 | 43727.0833 | 0 | 0 | 0 | 0 | 0 | 0 | 0 | 0 | 0 | 0 | 0 | 0
2019-09-19 03:00 | 43727.125 | 0 | 0 | 0 | 0 | 0 | 0 | 0 | 0 | 0 | 0 | 0 | 0
2019-09-19 04:00 | 43727.1667 | 0 | 0 | 0 | 0 | 0 | 0 | 0 | 0 | 0 | 0 | 0 | 0
2019-09-19 05:00 | 43727.2083 | 0 | 0 | 0 | 0 | 0 | 0 | 0 | 0 | 0 | 0 | 0 | 0
2019-09-19 06:00 | 43727.25 | 0 | 0 | 0 | 0 | 0 | 0 | 0 | 0 | 0 | 0 | 0 | 0
2019-09-19 07:00 | 43727.2917 | 0.020441 | 0.027255 | 0.034069 | 0.040883 | 0.047696 | 0.05451 | 0.061324 | 0.068138 | 0.074951 | 0.081765 | 0.088579 | 0.095393
2019-09-19 08:00 | 43727.3333 | 0.31362 | 0.41816 | 0.52271 | 0.62725 | 0.73179 | 0.83633 | 0.94087 | 1.0454 | 1.15 | 1.2545 | 1.359 | 1.4636
2019-09-19 09:00 | 43727.375 | 0.56797 | 0.7573 | 0.94662 | 1.1359 | 1.3253 | 1.5146 | 1.7039 | 1.8932 | 2.0826 | 2.2719 | 2.4612 | 2.6505
2019-09-19 10:00 | 43727.4167 | 0.98339 | 1.3112 | 1.639 | 1.9668 | 2.2946 | 2.6224 | 2.9502 | 3.278 | 3.6058 | 3.9336 | 4.2614 | 4.5892
2019-09-19 11:00 | 43727.4583 | 1.3137 | 1.7516 | 2.1895 | 2.6274 | 3.0653 | 3.5032 | 3.9411 | 4.379 | 4.8169 | 5.2548 | 5.6927 | 6.1306
2019-09-19 12:00 | 43727.5 | 1.4362 | 1.915 | 2.3937 | 2.8725 | 3.3512 | 3.83 | 4.3087 | 4.7875 | 5.2662 | 5.745 | 6.2237 | 6.7025
2019-09-19 13:00 | 43727.5417 | 1.3867 | 1.8489 | 2.3111 | 2.7733 | 3.2356 | 3.6978 | 4.16 | 4.6222 | 5.0845 | 5.5467 | 6.0089 | 6.4711
2019-09-19 14:00 | 43727.5833 | 1.2093 | 1.6124 | 2.0155 | 2.4186 | 2.8217 | 3.2248 | 3.6279 | 4.031 | 4.434 | 4.8371 | 5.2402 | 5.6433
2019-09-19 15:00 | 43727.625 | 0.92128 | 1.2284 | 1.5355 | 1.8426 | 2.1497 | 2.4568 | 2.7638 | 3.0709 | 3.378 | 3.6851 | 3.9922 | 4.2993
2019-09-19 16:00 | 43727.6667 | 0.72275 | 0.96366 | 1.2046 | 1.4455 | 1.6864 | 1.9273 | 2.1682 | 2.4092 | 2.6501 | 2.891 | 3.1319 | 3.3728
2019-09-19 17:00 | 43727.7083 | 0.31735 | 0.42314 | 0.52892 | 0.6347 | 0.74049 | 0.84627 | 0.95206 | 1.0578 | 1.1636 | 1.2694 | 1.3752 | 1.481
2019-09-19 18:00 | 43727.75 | 0.092729 | 0.12364 | 0.15455 | 0.18546 | 0.21637 | 0.24728 | 0.27819 | 0.3091 | 0.34001 | 0.37092 | 0.40183 | 0.43274
2019-09-19 19:00 | 43727.7917 | 0.0012302 | 0.0016402 | 0.0020503 | 0.0024604 | 0.0028704 | 0.0032805 | 0.0036905 | 0.0041006 | 0.0045106 | 0.0049207 | 0.0053308 | 0.0057408
2019-09-19 20:00 | 43727.8333 | 0 | 0 | 0 | 0 | 0 | 0 | 0 | 0 | 0 | 0 | 0 | 0
2019-09-19 21:00 | 43727.875 | 0 | 0 | 0 | 0 | 0 | 0 | 0 | 0 | 0 | 0 | 0 | 0
2019-09-19 22:00 | 43727.9167 | 0 | 0 | 0 | 0 | 0 | 0 | 0 | 0 | 0 | 0 | 0 | 0
2019-09-19 23:00 | 43727.9583 | 0 | 0 | 0 | 0 | 0 | 0 | 0 | 0 | 0 | 0 | 0 | 0
2019-09-20 | 43728 | 0 | 0 | 0 | 0 | 0 | 0 | 0 | 0 | 0 | 0 | 0 | 0
2019-09-20 01:00 | 43728.0417 | 0 | 0 | 0 | 0 | 0 | 0 | 0 | 0 | 0 | 0 | 0 | 0
2019-09-20 02:00 | 43728.0833 | 0 | 0 | 0 | 0 | 0 | 0 | 0 | 0 | 0 | 0 | 0 | 0
2019-09-20 03:00 | 43728.125 | 0 | 0 | 0 | 0 | 0 | 0 | 0 | 0 | 0 | 0 | 0 | 0
2019-09-20 04:00 | 43728.1667 | 0 | 0 | 0 | 0 | 0 | 0 | 0 | 0 | 0 | 0 | 0 | 0
2019-09-20 05:00 | 43728.2083 | 0 | 0 | 0 | 0 | 0 | 0 | 0 | 0 | 0 | 0 | 0 | 0
2019-09-20 06:00 | 43728.25 | 0 | 0 | 0 | 0 | 0 | 0 | 0 | 0 | 0 | 0 | 0 | 0
2019-09-20 07:00 | 43728.2917 | 0.024982 | 0.03331 | 0.041637 | 0.049964 | 0.058292 | 0.066619 | 0.074947 | 0.083274 | 0.091601 | 0.099929 | 0.10826 | 0.11658
2019-09-20 08:00 | 43728.3333 | 0.40777 | 0.5437 | 0.67962 | 0.81554 | 0.95147 | 1.0874 | 1.2233 | 1.3592 | 1.4952 | 1.6311 | 1.767 | 1.9029
2019-09-20 09:00 | 43728.375 | 0.78414 | 1.0455 | 1.3069 | 1.5683 | 1.8297 | 2.091 | 2.3524 | 2.6138 | 2.8752 | 3.1366 | 3.3979 | 3.6593
2019-09-20 10:00 | 43728.4167 | 1.0645 | 1.4194 | 1.7742 | 2.1291 | 2.4839 | 2.8387 | 3.1936 | 3.5484 | 3.9033 | 4.2581 | 4.613 | 4.9678
2019-09-20 11:00 | 43728.4583 | 1.3462 | 1.7949 | 2.2437 | 2.6924 | 3.1411 | 3.5898 | 4.0386 | 4.4873 | 4.936 | 5.3848 | 5.8335 | 6.2822
2019-09-20 12:00 | 43728.5 | 1.5486 | 2.0648 | 2.581 | 3.0972 | 3.6134 | 4.1296 | 4.6458 | 5.162 | 5.6782 | 6.1944 | 6.7106 | 7.2268
2019-09-20 13:00 | 43728.5417 | 1.607 | 2.1426 | 2.6783 | 3.214 | 3.7496 | 4.2853 | 4.821 | 5.3566 | 5.8923 | 6.4279 | 6.9636 | 7.4993
2019-09-20 14:00 | 43728.5833 | 1.4514 | 1.9352 | 2.419 | 2.9027 | 3.3865 | 3.8703 | 4.3541 | 4.8379 | 5.3217 | 5.8055 | 6.2893 | 6.7731
2019-09-20 15:00 | 43728.625 | 1.2112 | 1.615 | 2.0187 | 2.4224 | 2.8262 | 3.2299 | 3.6337 | 4.0374 | 4.4412 | 4.8449 | 5.2486 | 5.6524
2019-09-20 16:00 | 43728.6667 | 0.91571 | 1.2209 | 1.5262 | 1.8314 | 2.1367 | 2.4419 | 2.7471 | 3.0524 | 3.3576 | 3.6628 | 3.9681 | 4.2733
2019-09-20 17:00 | 43728.7083 | 0.56978 | 0.7597 | 0.94963 | 1.1396 | 1.3295 | 1.5194 | 1.7093 | 1.8993 | 2.0892 | 2.2791 | 2.469 | 2.659
2019-09-20 18:00 | 43728.75 | 0.21594 | 0.28792 | 0.3599 | 0.43188 | 0.50386 | 0.57584 | 0.64782 | 0.7198 | 0.79178 | 0.86376 | 0.93574 | 1.0077
2019-09-20 19:00 | 43728.7917 | 0.0012148 | 0.0016197 | 0.0020246 | 0.0024295 | 0.0028344 | 0.0032394 | 0.0036443 | 0.0040492 | 0.0044541 | 0.0048591 | 0.005264 | 0.0056689
2019-09-20 20:00 | 43728.8333 | 0 | 0 | 0 | 0 | 0 | 0 | 0 | 0 | 0 | 0 | 0 | 0
2019-09-20 21:00 | 43728.875 | 0 | 0 | 0 | 0 | 0 | 0 | 0 | 0 | 0 | 0 | 0 | 0
2019-09-20 22:00 | 43728.9167 | 0 | 0 | 0 | 0 | 0 | 0 | 0 | 0 | 0 | 0 | 0 | 0
2019-09-20 23:00 | 43728.9583 | 0 | 0 | 0 | 0 | 0 | 0 | 0 | 0 | 0 | 0 | 0 | 0
2019-09-21 | 43729 | 0 | 0 | 0 | 0 | 0 | 0 | 0 | 0 | 0 | 0 | 0 | 0
2019-09-21 01:00 | 43729.0417 | 0 | 0 | 0 | 0 | 0 | 0 | 0 | 0 | 0 | 0 | 0 | 0
2019-09-21 02:00 | 43729.0833 | 0 | 0 | 0 | 0 | 0 | 0 | 0 | 0 | 0 | 0 | 0 | 0
2019-09-21 03:00 | 43729.125 | 0 | 0 | 0 | 0 | 0 | 0 | 0 | 0 | 0 | 0 | 0 | 0
2019-09-21 04:00 | 43729.1667 | 0 | 0 | 0 | 0 | 0 | 0 | 0 | 0 | 0 | 0 | 0 | 0
2019-09-21 05:00 | 43729.2083 | 0 | 0 | 0 | 0 | 0 | 0 | 0 | 0 | 0 | 0 | 0 | 0
2019-09-21 06:00 | 43729.25 | 0 | 0 | 0 | 0 | 0 | 0 | 0 | 0 | 0 | 0 | 0 | 0
2019-09-21 07:00 | 43729.2917 | 0.03149 | 0.041987 | 0.052484 | 0.062981 | 0.073477 | 0.083974 | 0.094471 | 0.10497 | 0.11546 | 0.12596 | 0.13646 | 0.14695
2019-09-21 08:00 | 43729.3333 | 0.58765 | 0.78353 | 0.97941 | 1.1753 | 1.3712 | 1.5671 | 1.7629 | 1.9588 | 2.1547 | 2.3506 | 2.5465 | 2.7424
2019-09-21 09:00 | 43729.375 | 1.2891 | 1.7188 | 2.1484 | 2.5781 | 3.0078 | 3.4375 | 3.8672 | 4.2969 | 4.7266 | 5.1563 | 5.5859 | 6.0156
2019-09-21 10:00 | 43729.4167 | 1.8791 | 2.5055 | 3.1318 | 3.7582 | 4.3846 | 5.011 | 5.6373 | 6.2637 | 6.8901 | 7.5164 | 8.1428 | 8.7692
2019-09-21 11:00 | 43729.4583 | 2.182 | 2.9093 | 3.6366 | 4.3639 | 5.0912 | 5.8186 | 6.5459 | 7.2732 | 8.0005 | 8.7278 | 9.4551 | 10.1825
2019-09-21 12:00 | 43729.5 | 2.3935 | 3.1913 | 3.9891 | 4.7869 | 5.5847 | 6.3826 | 7.1804 | 7.9782 | 8.776 | 9.5739 | 10.3717 | 11.1695
2019-09-21 13:00 | 43729.5417 | 2.4789 | 3.3052 | 4.1315 | 4.9577 | 5.784 | 6.6103 | 7.4366 | 8.2629 | 9.0892 | 9.9155 | 10.7418 | 11.5681
2019-09-21 14:00 | 43729.5833 | 2.3598 | 3.1464 | 3.933 | 4.7196 | 5.5062 | 6.2928 | 7.0795 | 7.8661 | 8.6527 | 9.4393 | 10.2259 | 11.0125
2019-09-21 15:00 | 43729.625 | 2.0475 | 2.73 | 3.4125 | 4.095 | 4.7775 | 5.46 | 6.1425 | 6.825 | 7.5075 | 8.19 | 8.8725 | 9.555
2019-09-21 16:00 | 43729.6667 | 1.5412 | 2.0549 | 2.5687 | 3.0824 | 3.5962 | 4.1099 | 4.6236 | 5.1374 | 5.6511 | 6.1648 | 6.6786 | 7.1923
2019-09-21 17:00 | 43729.7083 | 0.9173 | 1.2231 | 1.5288 | 1.8346 | 2.1404 | 2.4461 | 2.7519 | 3.0577 | 3.3634 | 3.6692 | 3.975 | 4.2807
2019-09-21 18:00 | 43729.75 | 0.31464 | 0.41952 | 0.5244 | 0.62928 | 0.73416 | 0.83904 | 0.94392 | 1.0488 | 1.1537 | 1.2586 | 1.3634 | 1.4683
2019-09-21 19:00 | 43729.7917 | 0.0011657 | 0.0015542 | 0.0019428 | 0.0023313 | 0.0027199 | 0.0031084 | 0.003497 | 0.0038855 | 0.0042741 | 0.0046626 | 0.0050512 | 0.0054397
2019-09-21 20:00 | 43729.8333 | 0 | 0 | 0 | 0 | 0 | 0 | 0 | 0 | 0 | 0 | 0 | 0
2019-09-21 21:00 | 43729.875 | 0 | 0 | 0 | 0 | 0 | 0 | 0 | 0 | 0 | 0 | 0 | 0
2019-09-21 22:00 | 43729.9167 | 0 | 0 | 0 | 0 | 0 | 0 | 0 | 0 | 0 | 0 | 0 | 0
2019-09-21 23:00 | 43729.9583 | 0 | 0 | 0 | 0 | 0 | 0 | 0 | 0 | 0 | 0 | 0 | 0
2019-09-22 | 43730 | 0 | 0 | 0 | 0 | 0 | 0 | 0 | 0 | 0 | 0 | 0 | 0
2019-09-22 01:00 | 43730.0417 | 0 | 0 | 0 | 0 | 0 | 0 | 0 | 0 | 0 | 0 | 0 | 0
2019-09-22 02:00 | 43730.0833 | 0 | 0 | 0 | 0 | 0 | 0 | 0 | 0 | 0 | 0 | 0 | 0
2019-09-22 03:00 | 43730.125 | 0 | 0 | 0 | 0 | 0 | 0 | 0 | 0 | 0 | 0 | 0 | 0
2019-09-22 04:00 | 43730.1667 | 0 | 0 | 0 | 0 | 0 | 0 | 0 | 0 | 0 | 0 | 0 | 0
2019-09-22 05:00 | 43730.2083 | 0 | 0 | 0 | 0 | 0 | 0 | 0 | 0 | 0 | 0 | 0 | 0
2019-09-22 06:00 | 43730.25 | 0 | 0 | 0 | 0 | 0 | 0 | 0 | 0 | 0 | 0 | 0 | 0
2019-09-22 07:00 | 43730.2917 | 0.0046641 | 0.0062189 | 0.0077736 | 0.0093283 | 0.010883 | 0.012438 | 0.013992 | 0.015547 | 0.017102 | 0.018657 | 0.020211 | 0.021766
2019-09-22 08:00 | 43730.3333 | 0.18201 | 0.24268 | 0.30335 | 0.36401 | 0.42468 | 0.48535 | 0.54602 | 0.60669 | 0.66736 | 0.72803 | 0.7887 | 0.84937
2019-09-22 09:00 | 43730.375 | 0.52032 | 0.69376 | 0.8672 | 1.0406 | 1.2141 | 1.3875 | 1.561 | 1.7344 | 1.9078 | 2.0813 | 2.2547 | 2.4282
2019-09-22 10:00 | 43730.4167 | 0.65687 | 0.87583 | 1.0948 | 1.3137 | 1.5327 | 1.7517 | 1.9706 | 2.1896 | 2.4085 | 2.6275 | 2.8465 | 3.0654
2019-09-22 11:00 | 43730.4583 | 0.67451 | 0.89935 | 1.1242 | 1.349 | 1.5739 | 1.7987 | 2.0235 | 2.2484 | 2.4732 | 2.698 | 2.9229 | 3.1477
2019-09-22 12:00 | 43730.5 | 0.79294 | 1.0573 | 1.3216 | 1.5859 | 1.8502 | 2.1145 | 2.3788 | 2.6431 | 2.9074 | 3.1718 | 3.4361 | 3.7004
2019-09-22 13:00 | 43730.5417 | 0.89605 | 1.1947 | 1.4934 | 1.7921 | 2.0908 | 2.3895 | 2.6881 | 2.9868 | 3.2855 | 3.5842 | 3.8829 | 4.1816
2019-09-22 14:00 | 43730.5833 | 1.0285 | 1.3714 | 1.7142 | 2.057 | 2.3999 | 2.7427 | 3.0856 | 3.4284 | 3.7712 | 4.1141 | 4.4569 | 4.7998
2019-09-22 15:00 | 43730.625 | 0.96965 | 1.2929 | 1.6161 | 1.9393 | 2.2625 | 2.5857 | 2.909 | 3.2322 | 3.5554 | 3.8786 | 4.2018 | 4.525
2019-09-22 16:00 | 43730.6667 | 0.71029 | 0.94705 | 1.1838 | 1.4206 | 1.6573 | 1.8941 | 2.1309 | 2.3676 | 2.6044 | 2.8411 | 3.0779 | 3.3147
2019-09-22 17:00 | 43730.7083 | 0.46967 | 0.62622 | 0.78278 | 0.93934 | 1.0959 | 1.2524 | 1.409 | 1.5656 | 1.7221 | 1.8787 | 2.0352 | 2.1918
2019-09-22 18:00 | 43730.75 | 0.15837 | 0.21116 | 0.26394 | 0.31673 | 0.36952 | 0.42231 | 0.4751 | 0.52789 | 0.58068 | 0.63347 | 0.68626 | 0.73904
2019-09-22 19:00 | 43730.7917 | 0.0012286 | 0.0016382 | 0.0020477 | 0.0024573 | 0.0028668 | 0.0032764 | 0.0036859 | 0.0040954 | 0.004505 | 0.0049145 | 0.0053241 | 0.0057336
2019-09-22 20:00 | 43730.8333 | 0 | 0 | 0 | 0 | 0 | 0 | 0 | 0 | 0 | 0 | 0 | 0
2019-09-22 21:00 | 43730.875 | 0 | 0 | 0 | 0 | 0 | 0 | 0 | 0 | 0 | 0 | 0 | 0
2019-09-22 22:00 | 43730.9167 | 0 | 0 | 0 | 0 | 0 | 0 | 0 | 0 | 0 | 0 | 0 | 0
2019-09-22 23:00 | 43730.9583 | 0 | 0 | 0 | 0 | 0 | 0 | 0 | 0 | 0 | 0 | 0 | 0
2019-09-23 | 43731 | 0 | 0 | 0 | 0 | 0 | 0 | 0 | 0 | 0 | 0 | 0 | 0
2019-09-23 01:00 | 43731.0417 | 0 | 0 | 0 | 0 | 0 | 0 | 0 | 0 | 0 | 0 | 0 | 0
2019-09-23 02:00 | 43731.0833 | 0 | 0 | 0 | 0 | 0 | 0 | 0 | 0 | 0 | 0 | 0 | 0
2019-09-23 03:00 | 43731.125 | 0 | 0 | 0 | 0 | 0 | 0 | 0 | 0 | 0 | 0 | 0 | 0
2019-09-23 04:00 | 43731.1667 | 0 | 0 | 0 | 0 | 0 | 0 | 0 | 0 | 0 | 0 | 0 | 0
2019-09-23 05:00 | 43731.2083 | 0 | 0 | 0 | 0 | 0 | 0 | 0 | 0 | 0 | 0 | 0 | 0
2019-09-23 06:00 | 43731.25 | 0 | 0 | 0 | 0 | 0 | 0 | 0 | 0 | 0 | 0 | 0 | 0
2019-09-23 07:00 | 43731.2917 | 0.0045063 | 0.0060084 | 0.0075104 | 0.0090125 | 0.010515 | 0.012017 | 0.013519 | 0.015021 | 0.016523 | 0.018025 | 0.019527 | 0.021029
2019-09-23 08:00 | 43731.3333 | 0.089907 | 0.11988 | 0.14985 | 0.17981 | 0.20978 | 0.23975 | 0.26972 | 0.29969 | 0.32966 | 0.35963 | 0.3896 | 0.41957
2019-09-23 09:00 | 43731.375 | 0.20146 | 0.26861 | 0.33577 | 0.40292 | 0.47008 | 0.53723 | 0.60438 | 0.67154 | 0.73869 | 0.80584 | 0.873 | 0.94015
2019-09-23 10:00 | 43731.4167 | 0.30201 | 0.40267 | 0.50334 | 0.60401 | 0.70468 | 0.80535 | 0.90602 | 1.0067 | 1.1074 | 1.208 | 1.3087 | 1.4094
2019-09-23 11:00 | 43731.4583 | 0.37898 | 0.50531 | 0.63163 | 0.75796 | 0.88429 | 1.0106 | 1.1369 | 1.2633 | 1.3896 | 1.5159 | 1.6422 | 1.7686
2019-09-23 12:00 | 43731.5 | 0.42019 | 0.56026 | 0.70032 | 0.84039 | 0.98045 | 1.1205 | 1.2606 | 1.4006 | 1.5407 | 1.6808 | 1.8208 | 1.9609
2019-09-23 13:00 | 43731.5417 | 0.4192 | 0.55893 | 0.69866 | 0.83839 | 0.97812 | 1.1179 | 1.2576 | 1.3973 | 1.5371 | 1.6768 | 1.8165 | 1.9562
2019-09-23 14:00 | 43731.5833 | 0.3875 | 0.51666 | 0.64583 | 0.77499 | 0.90416 | 1.0333 | 1.1625 | 1.2917 | 1.4208 | 1.55 | 1.6791 | 1.8083
2019-09-23 15:00 | 43731.625 | 0.3352 | 0.44694 | 0.55867 | 0.67041 | 0.78214 | 0.89388 | 1.0056 | 1.1173 | 1.2291 | 1.3408 | 1.4525 | 1.5643
2019-09-23 16:00 | 43731.6667 | 0.2507 | 0.33427 | 0.41783 | 0.5014 | 0.58497 | 0.66853 | 0.7521 | 0.83567 | 0.91923 | 1.0028 | 1.0864 | 1.1699
2019-09-23 17:00 | 43731.7083 | 0.14933 | 0.19911 | 0.24889 | 0.29867 | 0.34844 | 0.39822 | 0.448 | 0.49778 | 0.54756 | 0.59733 | 0.64711 | 0.69689
2019-09-23 18:00 | 43731.75 | 0.054217 | 0.072289 | 0.090361 | 0.10843 | 0.12651 | 0.14458 | 0.16265 | 0.18072 | 0.19879 | 0.21687 | 0.23494 | 0.25301
2019-09-23 19:00 | 43731.7917 | 0 | 0 | 0 | 0 | 0 | 0 | 0 | 0 | 0 | 0 | 0 | 0
2019-09-23 20:00 | 43731.8333 | 0 | 0 | 0 | 0 | 0 | 0 | 0 | 0 | 0 | 0 | 0 | 0
2019-09-23 21:00 | 43731.875 | 0 | 0 | 0 | 0 | 0 | 0 | 0 | 0 | 0 | 0 | 0 | 0
2019-09-23 22:00 | 43731.9167 | 0 | 0 | 0 | 0 | 0 | 0 | 0 | 0 | 0 | 0 | 0 | 0
2019-09-23 23:00 | 43731.9583 | 0 | 0 | 0 | 0 | 0 | 0 | 0 | 0 | 0 | 0 | 0 | 0
2019-09-24 | 43732 | 0 | 0 | 0 | 0 | 0 | 0 | 0 | 0 | 0 | 0 | 0 | 0
2019-09-24 01:00 | 43732.0417 | 0 | 0 | 0 | 0 | 0 | 0 | 0 | 0 | 0 | 0 | 0 | 0
2019-09-24 02:00 | 43732.0833 | 0 | 0 | 0 | 0 | 0 | 0 | 0 | 0 | 0 | 0 | 0 | 0
2019-09-24 03:00 | 43732.125 | 0 | 0 | 0 | 0 | 0 | 0 | 0 | 0 | 0 | 0 | 0 | 0
2019-09-24 04:00 | 43732.1667 | 0 | 0 | 0 | 0 | 0 | 0 | 0 | 0 | 0 | 0 | 0 | 0
2019-09-24 05:00 | 43732.2083 | 0 | 0 | 0 | 0 | 0 | 0 | 0 | 0 | 0 | 0 | 0 | 0
2019-09-24 06:00 | 43732.25 | 0 | 0 | 0 | 0 | 0 | 0 | 0 | 0 | 0 | 0 | 0 | 0
2019-09-24 07:00 | 43732.2917 | 0.022332 | 0.029775 | 0.037219 | 0.044663 | 0.052107 | 0.059551 | 0.066995 | 0.074439 | 0.081883 | 0.089326 | 0.09677 | 0.10421
2019-09-24 08:00 | 43732.3333 | 0.55119 | 0.73492 | 0.91865 | 1.1024 | 1.2861 | 1.4698 | 1.6536 | 1.8373 | 2.021 | 2.2048 | 2.3885 | 2.5722
2019-09-24 09:00 | 43732.375 | 1.267 | 1.6893 | 2.1117 | 2.534 | 2.9563 | 3.3787 | 3.801 | 4.2233 | 4.6456 | 5.068 | 5.4903 | 5.9126
2019-09-24 10:00 | 43732.4167 | 1.828 | 2.4374 | 3.0467 | 3.6561 | 4.2654 | 4.8748 | 5.4841 | 6.0935 | 6.7028 | 7.3122 | 7.9215 | 8.5308
2019-09-24 11:00 | 43732.4583 | 2.2233 | 2.9644 | 3.7055 | 4.4466 | 5.1877 | 5.9288 | 6.6699 | 7.411 | 8.1521 | 8.8932 | 9.6343 | 10.3754
2019-09-24 12:00 | 43732.5 | 2.4418 | 3.2557 | 4.0697 | 4.8836 | 5.6975 | 6.5115 | 7.3254 | 8.1393 | 8.9533 | 9.7672 | 10.5811 | 11.3951
2019-09-24 13:00 | 43732.5417 | 2.4766 | 3.3021 | 4.1276 | 4.9532 | 5.7787 | 6.6042 | 7.4298 | 8.2553 | 9.0808 | 9.9063 | 10.7319 | 11.5574
2019-09-24 14:00 | 43732.5833 | 2.3389 | 3.1185 | 3.8981 | 4.6778 | 5.4574 | 6.237 | 7.0167 | 7.7963 | 8.5759 | 9.3556 | 10.1352 | 10.9148
2019-09-24 15:00 | 43732.625 | 1.991 | 2.6547 | 3.3183 | 3.982 | 4.6456 | 5.3093 | 5.973 | 6.6366 | 7.3003 | 7.964 | 8.6276 | 9.2913
2019-09-24 16:00 | 43732.6667 | 1.5039 | 2.0052 | 2.5065 | 3.0078 | 3.5091 | 4.0104 | 4.5117 | 5.013 | 5.5143 | 6.0156 | 6.5169 | 7.0182
2019-09-24 17:00 | 43732.7083 | 0.83801 | 1.1173 | 1.3967 | 1.676 | 1.9553 | 2.2347 | 2.514 | 2.7934 | 3.0727 | 3.352 | 3.6314 | 3.9107
2019-09-24 18:00 | 43732.75 | 0.27402 | 0.36536 | 0.4567 | 0.54803 | 0.63937 | 0.73071 | 0.82205 | 0.91339 | 1.0047 | 1.0961 | 1.1874 | 1.2787
2019-09-24 19:00 | 43732.7917 | 0 | 0 | 0 | 0 | 0 | 0 | 0 | 0 | 0 | 0 | 0 | 0
2019-09-24 20:00 | 43732.8333 | 0 | 0 | 0 | 0 | 0 | 0 | 0 | 0 | 0 | 0 | 0 | 0
2019-09-24 21:00 | 43732.875 | 0 | 0 | 0 | 0 | 0 | 0 | 0 | 0 | 0 | 0 | 0 | 0
2019-09-24 22:00 | 43732.9167 | 0 | 0 | 0 | 0 | 0 | 0 | 0 | 0 | 0 | 0 | 0 | 0
2019-09-24 23:00 | 43732.9583 | 0 | 0 | 0 | 0 | 0 | 0 | 0 | 0 | 0 | 0 | 0 | 0
2019-09-25 | 43733 | 0 | 0 | 0 | 0 | 0 | 0 | 0 | 0 | 0 | 0 | 0 | 0
2019-09-25 01:00 | 43733.0417 | 0 | 0 | 0 | 0 | 0 | 0 | 0 | 0 | 0 | 0 | 0 | 0
2019-09-25 02:00 | 43733.0833 | 0 | 0 | 0 | 0 | 0 | 0 | 0 | 0 | 0 | 0 | 0 | 0
2019-09-25 03:00 | 43733.125 | 0 | 0 | 0 | 0 | 0 | 0 | 0 | 0 | 0 | 0 | 0 | 0
2019-09-25 04:00 | 43733.1667 | 0 | 0 | 0 | 0 | 0 | 0 | 0 | 0 | 0 | 0 | 0 | 0
2019-09-25 05:00 | 43733.2083 | 0 | 0 | 0 | 0 | 0 | 0 | 0 | 0 | 0 | 0 | 0 | 0
2019-09-25 06:00 | 43733.25 | 0 | 0 | 0 | 0 | 0 | 0 | 0 | 0 | 0 | 0 | 0 | 0
2019-09-25 07:00 | 43733.2917 | 0.028391 | 0.037854 | 0.047318 | 0.056782 | 0.066245 | 0.075709 | 0.085172 | 0.094636 | 0.1041 | 0.11356 | 0.12303 | 0.13249
2019-09-25 08:00 | 43733.3333 | 0.45295 | 0.60393 | 0.75492 | 0.9059 | 1.0569 | 1.2079 | 1.3588 | 1.5098 | 1.6608 | 1.8118 | 1.9628 | 2.1138
2019-09-25 09:00 | 43733.375 | 1.1239 | 1.4985 | 1.8732 | 2.2478 | 2.6224 | 2.9971 | 3.3717 | 3.7463 | 4.121 | 4.4956 | 4.8703 | 5.2449
2019-09-25 10:00 | 43733.4167 | 1.7709 | 2.3612 | 2.9515 | 3.5418 | 4.1321 | 4.7224 | 5.3127 | 5.903 | 6.4933 | 7.0836 | 7.6739 | 8.2642
2019-09-25 11:00 | 43733.4583 | 2.2663 | 3.0218 | 3.7772 | 4.5327 | 5.2881 | 6.0436 | 6.799 | 7.5545 | 8.3099 | 9.0654 | 9.8208 | 10.5763
2019-09-25 12:00 | 43733.5 | 2.4264 | 3.2353 | 4.0441 | 4.8529 | 5.6617 | 6.4705 | 7.2793 | 8.0881 | 8.897 | 9.7058 | 10.5146 | 11.3234
2019-09-25 13:00 | 43733.5417 | 1.8795 | 2.5061 | 3.1326 | 3.7591 | 4.3856 | 5.0121 | 5.6386 | 6.2651 | 6.8916 | 7.5182 | 8.1447 | 8.7712
2019-09-25 14:00 | 43733.5833 | 1.5364 | 2.0486 | 2.5607 | 3.0728 | 3.585 | 4.0971 | 4.6092 | 5.1214 | 5.6335 | 6.1457 | 6.6578 | 7.1699
2019-09-25 15:00 | 43733.625 | 1.3964 | 1.8618 | 2.3273 | 2.7927 | 3.2582 | 3.7237 | 4.1891 | 4.6546 | 5.12 | 5.5855 | 6.0509 | 6.5164
2019-09-25 16:00 | 43733.6667 | 0.53574 | 0.71431 | 0.89289 | 1.0715 | 1.25 | 1.4286 | 1.6072 | 1.7858 | 1.9644 | 2.1429 | 2.3215 | 2.5001
2019-09-25 17:00 | 43733.7083 | 0.37088 | 0.49451 | 0.61814 | 0.74176 | 0.86539 | 0.98902 | 1.1126 | 1.2363 | 1.3599 | 1.4835 | 1.6072 | 1.7308
2019-09-25 18:00 | 43733.75 | 0.085818 | 0.11442 | 0.14303 | 0.17164 | 0.20024 | 0.22885 | 0.25746 | 0.28606 | 0.31467 | 0.34327 | 0.37188 | 0.40049
2019-09-25 19:00 | 43733.7917 | 0 | 0 | 0 | 0 | 0 | 0 | 0 | 0 | 0 | 0 | 0 | 0
2019-09-25 20:00 | 43733.8333 | 0 | 0 | 0 | 0 | 0 | 0 | 0 | 0 | 0 | 0 | 0 | 0
2019-09-25 21:00 | 43733.875 | 0 | 0 | 0 | 0 | 0 | 0 | 0 | 0 | 0 | 0 | 0 | 0
2019-09-25 22:00 | 43733.9167 | 0 | 0 | 0 | 0 | 0 | 0 | 0 | 0 | 0 | 0 | 0 | 0
2019-09-25 23:00 | 43733.9583 | 0 | 0 | 0 | 0 | 0 | 0 | 0 | 0 | 0 | 0 | 0 | 0
2019-09-26 | 43734 | 0 | 0 | 0 | 0 | 0 | 0 | 0 | 0 | 0 | 0 | 0 | 0
2019-09-26 01:00 | 43734.0417 | 0 | 0 | 0 | 0 | 0 | 0 | 0 | 0 | 0 | 0 | 0 | 0
2019-09-26 02:00 | 43734.0833 | 0 | 0 | 0 | 0 | 0 | 0 | 0 | 0 | 0 | 0 | 0 | 0
2019-09-26 03:00 | 43734.125 | 0 | 0 | 0 | 0 | 0 | 0 | 0 | 0 | 0 | 0 | 0 | 0
2019-09-26 04:00 | 43734.1667 | 0 | 0 | 0 | 0 | 0 | 0 | 0 | 0 | 0 | 0 | 0 | 0
2019-09-26 05:00 | 43734.2083 | 0 | 0 | 0 | 0 | 0 | 0 | 0 | 0 | 0 | 0 | 0 | 0
2019-09-26 06:00 | 43734.25 | 0 | 0 | 0 | 0 | 0 | 0 | 0 | 0 | 0 | 0 | 0 | 0
2019-09-26 07:00 | 43734.2917 | 0.0046455 | 0.0061941 | 0.0077426 | 0.0092911 | 0.01084 | 0.012388 | 0.013937 | 0.015485 | 0.017034 | 0.018582 | 0.020131 | 0.021679
2019-09-26 08:00 | 43734.3333 | 0.18933 | 0.25243 | 0.31554 | 0.37865 | 0.44176 | 0.50487 | 0.56798 | 0.63109 | 0.6942 | 0.7573 | 0.82041 | 0.88352
2019-09-26 09:00 | 43734.375 | 0.41261 | 0.55015 | 0.68768 | 0.82522 | 0.96276 | 1.1003 | 1.2378 | 1.3754 | 1.5129 | 1.6504 | 1.788 | 1.9255
2019-09-26 10:00 | 43734.4167 | 0.66171 | 0.88228 | 1.1028 | 1.3234 | 1.544 | 1.7646 | 1.9851 | 2.2057 | 2.4263 | 2.6468 | 2.8674 | 3.088
2019-09-26 11:00 | 43734.4583 | 0.85836 | 1.1445 | 1.4306 | 1.7167 | 2.0028 | 2.289 | 2.5751 | 2.8612 | 3.1473 | 3.4335 | 3.7196 | 4.0057
2019-09-26 12:00 | 43734.5 | 1.1136 | 1.4848 | 1.856 | 2.2272 | 2.5984 | 2.9696 | 3.3408 | 3.712 | 4.0832 | 4.4544 | 4.8256 | 5.1968
2019-09-26 13:00 | 43734.5417 | 1.0171 | 1.3562 | 1.6952 | 2.0343 | 2.3733 | 2.7124 | 3.0514 | 3.3905 | 3.7295 | 4.0686 | 4.4076 | 4.7467
2019-09-26 14:00 | 43734.5833 | 0.87694 | 1.1692 | 1.4616 | 1.7539 | 2.0462 | 2.3385 | 2.6308 | 2.9231 | 3.2154 | 3.5077 | 3.8001 | 4.0924
2019-09-26 15:00 | 43734.625 | 0.9713 | 1.2951 | 1.6188 | 1.9426 | 2.2664 | 2.5901 | 2.9139 | 3.2377 | 3.5614 | 3.8852 | 4.209 | 4.5327
2019-09-26 16:00 | 43734.6667 | 0.75515 | 1.0069 | 1.2586 | 1.5103 | 1.762 | 2.0137 | 2.2654 | 2.5172 | 2.7689 | 3.0206 | 3.2723 | 3.524
2019-09-26 17:00 | 43734.7083 | 0.43619 | 0.58159 | 0.72699 | 0.87239 | 1.0178 | 1.1632 | 1.3086 | 1.454 | 1.5994 | 1.7448 | 1.8902 | 2.0356
2019-09-26 18:00 | 43734.75 | 0.13358 | 0.1781 | 0.22263 | 0.26716 | 0.31168 | 0.35621 | 0.40073 | 0.44526 | 0.48978 | 0.53431 | 0.57884 | 0.62336
2019-09-26 19:00 | 43734.7917 | 0 | 0 | 0 | 0 | 0 | 0 | 0 | 0 | 0 | 0 | 0 | 0
2019-09-26 20:00 | 43734.8333 | 0 | 0 | 0 | 0 | 0 | 0 | 0 | 0 | 0 | 0 | 0 | 0
2019-09-26 21:00 | 43734.875 | 0 | 0 | 0 | 0 | 0 | 0 | 0 | 0 | 0 | 0 | 0 | 0
2019-09-26 22:00 | 43734.9167 | 0 | 0 | 0 | 0 | 0 | 0 | 0 | 0 | 0 | 0 | 0 | 0
2019-09-26 23:00 | 43734.9583 | 0 | 0 | 0 | 0 | 0 | 0 | 0 | 0 | 0 | 0 | 0 | 0
2019-09-27 | 43735 | 0 | 0 | 0 | 0 | 0 | 0 | 0 | 0 | 0 | 0 | 0 | 0
2019-09-27 01:00 | 43735.0417 | 0 | 0 | 0 | 0 | 0 | 0 | 0 | 0 | 0 | 0 | 0 | 0
2019-09-27 02:00 | 43735.0833 | 0 | 0 | 0 | 0 | 0 | 0 | 0 | 0 | 0 | 0 | 0 | 0
2019-09-27 03:00 | 43735.125 | 0 | 0 | 0 | 0 | 0 | 0 | 0 | 0 | 0 | 0 | 0 | 0
2019-09-27 04:00 | 43735.1667 | 0 | 0 | 0 | 0 | 0 | 0 | 0 | 0 | 0 | 0 | 0 | 0
2019-09-27 05:00 | 43735.2083 | 0 | 0 | 0 | 0 | 0 | 0 | 0 | 0 | 0 | 0 | 0 | 0
2019-09-27 06:00 | 43735.25 | 0 | 0 | 0 | 0 | 0 | 0 | 0 | 0 | 0 | 0 | 0 | 0
2019-09-27 07:00 | 43735.2917 | 0.0046269 | 0.0061693 | 0.0077116 | 0.0092539 | 0.010796 | 0.012339 | 0.013881 | 0.015423 | 0.016965 | 0.018508 | 0.02005 | 0.021592
2019-09-27 08:00 | 43735.3333 | 0.64227 | 0.85636 | 1.0704 | 1.2845 | 1.4986 | 1.7127 | 1.9268 | 2.1409 | 2.355 | 2.5691 | 2.7832 | 2.9972
2019-09-27 09:00 | 43735.375 | 0.24726 | 0.32968 | 0.4121 | 0.49452 | 0.57694 | 0.65936 | 0.74178 | 0.8242 | 0.90662 | 0.98904 | 1.0715 | 1.1539
2019-09-27 10:00 | 43735.4167 | 0.72446 | 0.96595 | 1.2074 | 1.4489 | 1.6904 | 1.9319 | 2.1734 | 2.4149 | 2.6564 | 2.8978 | 3.1393 | 3.3808
2019-09-27 11:00 | 43735.4583 | 0.12147 | 0.16196 | 0.20245 | 0.24294 | 0.28343 | 0.32392 | 0.36441 | 0.4049 | 0.44539 | 0.48588 | 0.52637 | 0.56686
2019-09-27 12:00 | 43735.5 | 0.81273 | 1.0836 | 1.3546 | 1.6255 | 1.8964 | 2.1673 | 2.4382 | 2.7091 | 2.98 | 3.2509 | 3.5218 | 3.7927
2019-09-27 13:00 | 43735.5417 | 1.6728 | 2.2304 | 2.788 | 3.3457 | 3.9033 | 4.4609 | 5.0185 | 5.5761 | 6.1337 | 6.6913 | 7.2489 | 7.8065
2019-09-27 14:00 | 43735.5833 | 2.7646 | 3.6861 | 4.6076 | 5.5291 | 6.4506 | 7.3721 | 8.2937 | 9.2152 | 10.1367 | 11.0582 | 11.9797 | 12.9013
2019-09-27 15:00 | 43735.625 | 0.54037 | 0.72049 | 0.90062 | 1.0807 | 1.2609 | 1.441 | 1.6211 | 1.8012 | 1.9814 | 2.1615 | 2.3416 | 2.5217
2019-09-27 16:00 | 43735.6667 | 1.0229 | 1.3639 | 1.7048 | 2.0458 | 2.3868 | 2.7277 | 3.0687 | 3.4097 | 3.7506 | 4.0916 | 4.4326 | 4.7735
2019-09-27 17:00 | 43735.7083 | 0.042858 | 0.057144 | 0.07143 | 0.085716 | 0.1 | 0.11429 | 0.12857 | 0.14286 | 0.15715 | 0.17143 | 0.18572 | 0.2
2019-09-27 18:00 | 43735.75 | 0.013157 | 0.017543 | 0.021929 | 0.026314 | 0.0307 | 0.035086 | 0.039472 | 0.043857 | 0.048243 | 0.052629 | 0.057015 | 0.0614
2019-09-27 19:00 | 43735.7917 | 0 | 0 | 0 | 0 | 0 | 0 | 0 | 0 | 0 | 0 | 0 | 0
2019-09-27 20:00 | 43735.8333 | 0 | 0 | 0 | 0 | 0 | 0 | 0 | 0 | 0 | 0 | 0 | 0
2019-09-27 21:00 | 43735.875 | 0 | 0 | 0 | 0 | 0 | 0 | 0 | 0 | 0 | 0 | 0 | 0
2019-09-27 22:00 | 43735.9167 | 0 | 0 | 0 | 0 | 0 | 0 | 0 | 0 | 0 | 0 | 0 | 0
2019-09-27 23:00 | 43735.9583 | 0 | 0 | 0 | 0 | 0 | 0 | 0 | 0 | 0 | 0 | 0 | 0
2019-09-28 | 43736 | 0 | 0 | 0 | 0 | 0 | 0 | 0 | 0 | 0 | 0 | 0 | 0
2019-09-28 01:00 | 43736.0417 | 0 | 0 | 0 | 0 | 0 | 0 | 0 | 0 | 0 | 0 | 0 | 0
2019-09-28 02:00 | 43736.0833 | 0 | 0 | 0 | 0 | 0 | 0 | 0 | 0 | 0 | 0 | 0 | 0
2019-09-28 03:00 | 43736.125 | 0 | 0 | 0 | 0 | 0 | 0 | 0 | 0 | 0 | 0 | 0 | 0
2019-09-28 04:00 | 43736.1667 | 0 | 0 | 0 | 0 | 0 | 0 | 0 | 0 | 0 | 0 | 0 | 0
2019-09-28 05:00 | 43736.2083 | 0 | 0 | 0 | 0 | 0 | 0 | 0 | 0 | 0 | 0 | 0 | 0
2019-09-28 06:00 | 43736.25 | 0 | 0 | 0 | 0 | 0 | 0 | 0 | 0 | 0 | 0 | 0 | 0
2019-09-28 07:00 | 43736.2917 | 0.0083489 | 0.011132 | 0.013915 | 0.016698 | 0.019481 | 0.022264 | 0.025047 | 0.02783 | 0.030613 | 0.033395 | 0.036178 | 0.038961
2019-09-28 08:00 | 43736.3333 | 0.16496 | 0.21994 | 0.27493 | 0.32991 | 0.3849 | 0.43988 | 0.49487 | 0.54985 | 0.60484 | 0.65982 | 0.71481 | 0.76979
2019-09-28 09:00 | 43736.375 | 0.5021 | 0.66947 | 0.83683 | 1.0042 | 1.1716 | 1.3389 | 1.5063 | 1.6737 | 1.841 | 2.0084 | 2.1758 | 2.3431
2019-09-28 10:00 | 43736.4167 | 0.5083 | 0.67773 | 0.84717 | 1.0166 | 1.186 | 1.3555 | 1.5249 | 1.6943 | 1.8638 | 2.0332 | 2.2026 | 2.3721
2019-09-28 11:00 | 43736.4583 | 0.86232 | 1.1498 | 1.4372 | 1.7246 | 2.0121 | 2.2995 | 2.5869 | 2.8744 | 3.1618 | 3.4493 | 3.7367 | 4.0241
2019-09-28 12:00 | 43736.5 | 2.2725 | 3.03 | 3.7875 | 4.545 | 5.3025 | 6.06 | 6.8175 | 7.575 | 8.3326 | 9.0901 | 9.8476 | 10.6051
2019-09-28 13:00 | 43736.5417 | 1.1317 | 1.509 | 1.8862 | 2.2635 | 2.6407 | 3.018 | 3.3952 | 3.7725 | 4.1497 | 4.527 | 4.9042 | 5.2815
2019-09-28 14:00 | 43736.5833 | 0.43027 | 0.5737 | 0.71712 | 0.86055 | 1.004 | 1.1474 | 1.2908 | 1.4342 | 1.5777 | 1.7211 | 1.8645 | 2.0079
2019-09-28 15:00 | 43736.625 | 0.33504 | 0.44672 | 0.5584 | 0.67008 | 0.78176 | 0.89344 | 1.0051 | 1.1168 | 1.2285 | 1.3402 | 1.4518 | 1.5635
2019-09-28 16:00 | 43736.6667 | 0.23821 | 0.31762 | 0.39702 | 0.47643 | 0.55583 | 0.63523 | 0.71464 | 0.79404 | 0.87345 | 0.95285 | 1.0323 | 1.1117
2019-09-28 17:00 | 43736.7083 | 0.040411 | 0.053881 | 0.067351 | 0.080822 | 0.094292 | 0.10776 | 0.12123 | 0.1347 | 0.14817 | 0.16164 | 0.17511 | 0.18858
2019-09-28 18:00 | 43736.75 | 0.011827 | 0.015769 | 0.019712 | 0.023654 | 0.027596 | 0.031539 | 0.035481 | 0.039423 | 0.043366 | 0.047308 | 0.05125 | 0.055193
2019-09-28 19:00 | 43736.7917 | 0 | 0 | 0 | 0 | 0 | 0 | 0 | 0 | 0 | 0 | 0 | 0
2019-09-28 20:00 | 43736.8333 | 0 | 0 | 0 | 0 | 0 | 0 | 0 | 0 | 0 | 0 | 0 | 0
2019-09-28 21:00 | 43736.875 | 0 | 0 | 0 | 0 | 0 | 0 | 0 | 0 | 0 | 0 | 0 | 0
2019-09-28 22:00 | 43736.9167 | 0 | 0 | 0 | 0 | 0 | 0 | 0 | 0 | 0 | 0 | 0 | 0
2019-09-28 23:00 | 43736.9583 | 0 | 0 | 0 | 0 | 0 | 0 | 0 | 0 | 0 | 0 | 0 | 0
2019-09-29 | 43737 | 0 | 0 | 0 | 0 | 0 | 0 | 0 | 0 | 0 | 0 | 0 | 0
2019-09-29 01:00 | 43737.0417 | 0 | 0 | 0 | 0 | 0 | 0 | 0 | 0 | 0 | 0 | 0 | 0
2019-09-29 02:00 | 43737.0833 | 0 | 0 | 0 | 0 | 0 | 0 | 0 | 0 | 0 | 0 | 0 | 0
2019-09-29 03:00 | 43737.125 | 0 | 0 | 0 | 0 | 0 | 0 | 0 | 0 | 0 | 0 | 0 | 0
2019-09-29 04:00 | 43737.1667 | 0 | 0 | 0 | 0 | 0 | 0 | 0 | 0 | 0 | 0 | 0 | 0
2019-09-29 05:00 | 43737.2083 | 0 | 0 | 0 | 0 | 0 | 0 | 0 | 0 | 0 | 0 | 0 | 0
2019-09-29 06:00 | 43737.25 | 0 | 0 | 0 | 0 | 0 | 0 | 0 | 0 | 0 | 0 | 0 | 0
2019-09-29 07:00 | 43737.2917 | 0.020795 | 0.027727 | 0.034659 | 0.041591 | 0.048523 | 0.055454 | 0.062386 | 0.069318 | 0.07625 | 0.083181 | 0.090113 | 0.097045
2019-09-29 08:00 | 43737.3333 | 0.50604 | 0.67472 | 0.8434 | 1.0121 | 1.1808 | 1.3494 | 1.5181 | 1.6868 | 1.8555 | 2.0242 | 2.1928 | 2.3615
2019-09-29 09:00 | 43737.375 | 0.94089 | 1.2545 | 1.5681 | 1.8818 | 2.1954 | 2.509 | 2.8227 | 3.1363 | 3.4499 | 3.7635 | 4.0772 | 4.3908
2019-09-29 10:00 | 43737.4167 | 1.2642 | 1.6856 | 2.107 | 2.5283 | 2.9497 | 3.3711 | 3.7925 | 4.2139 | 4.6353 | 5.0567 | 5.4781 | 5.8995
2019-09-29 11:00 | 43737.4583 | 1.5058 | 2.0077 | 2.5096 | 3.0115 | 3.5134 | 4.0154 | 4.5173 | 5.0192 | 5.5211 | 6.023 | 6.525 | 7.0269
2019-09-29 12:00 | 43737.5 | 1.7405 | 2.3207 | 2.9009 | 3.4811 | 4.0612 | 4.6414 | 5.2216 | 5.8018 | 6.3819 | 6.9621 | 7.5423 | 8.1225
2019-09-29 13:00 | 43737.5417 | 2.2866 | 3.0488 | 3.811 | 4.5732 | 5.3354 | 6.0976 | 6.8598 | 7.622 | 8.3842 | 9.1464 | 9.9086 | 10.6707
2019-09-29 14:00 | 43737.5833 | 1.9691 | 2.6255 | 3.2819 | 3.9383 | 4.5947 | 5.251 | 5.9074 | 6.5638 | 7.2202 | 7.8766 | 8.5329 | 9.1893
2019-09-29 15:00 | 43737.625 | 1.6373 | 2.1831 | 2.7289 | 3.2747 | 3.8205 | 4.3662 | 4.912 | 5.4578 | 6.0036 | 6.5494 | 7.0951 | 7.6409
2019-09-29 16:00 | 43737.6667 | 1.423 | 1.8974 | 2.3717 | 2.8461 | 3.3204 | 3.7948 | 4.2691 | 4.7435 | 5.2178 | 5.6922 | 6.1665 | 6.6409
2019-09-29 17:00 | 43737.7083 | 0.85686 | 1.1425 | 1.4281 | 1.7137 | 1.9993 | 2.285 | 2.5706 | 2.8562 | 3.1418 | 3.4274 | 3.7131 | 3.9987
2019-09-29 18:00 | 43737.75 | 0.27706 | 0.36941 | 0.46176 | 0.55411 | 0.64646 | 0.73882 | 0.83117 | 0.92352 | 1.0159 | 1.1082 | 1.2006 | 1.2929
2019-09-29 19:00 | 43737.7917 | 0 | 0 | 0 | 0 | 0 | 0 | 0 | 0 | 0 | 0 | 0 | 0
2019-09-29 20:00 | 43737.8333 | 0 | 0 | 0 | 0 | 0 | 0 | 0 | 0 | 0 | 0 | 0 | 0
2019-09-29 21:00 | 43737.875 | 0 | 0 | 0 | 0 | 0 | 0 | 0 | 0 | 0 | 0 | 0 | 0
2019-09-29 22:00 | 43737.9167 | 0 | 0 | 0 | 0 | 0 | 0 | 0 | 0 | 0 | 0 | 0 | 0
2019-09-29 23:00 | 43737.9583 | 0 | 0 | 0 | 0 | 0 | 0 | 0 | 0 | 0 | 0 | 0 | 0
2019-09-30 | 43738 | 0 | 0 | 0 | 0 | 0 | 0 | 0 | 0 | 0 | 0 | 0 | 0
2019-09-30 01:00 | 43738.0417 | 0 | 0 | 0 | 0 | 0 | 0 | 0 | 0 | 0 | 0 | 0 | 0
2019-09-30 02:00 | 43738.0833 | 0 | 0 | 0 | 0 | 0 | 0 | 0 | 0 | 0 | 0 | 0 | 0
2019-09-30 03:00 | 43738.125 | 0 | 0 | 0 | 0 | 0 | 0 | 0 | 0 | 0 | 0 | 0 | 0
2019-09-30 04:00 | 43738.1667 | 0 | 0 | 0 | 0 | 0 | 0 | 0 | 0 | 0 | 0 | 0 | 0
2019-09-30 05:00 | 43738.2083 | 0 | 0 | 0 | 0 | 0 | 0 | 0 | 0 | 0 | 0 | 0 | 0
2019-09-30 06:00 | 43738.25 | 0 | 0 | 0 | 0 | 0 | 0 | 0 | 0 | 0 | 0 | 0 | 0
2019-09-30 07:00 | 43738.2917 | 0.0085035 | 0.011338 | 0.014172 | 0.017007 | 0.019841 | 0.022676 | 0.02551 | 0.028345 | 0.031179 | 0.034014 | 0.036848 | 0.039683
2019-09-30 08:00 | 43738.3333 | 0.42038 | 0.5605 | 0.70063 | 0.84075 | 0.98088 | 1.121 | 1.2611 | 1.4013 | 1.5414 | 1.6815 | 1.8216 | 1.9618
2019-09-30 09:00 | 43738.375 | 1.0939 | 1.4586 | 1.8232 | 2.1879 | 2.5525 | 2.9172 | 3.2818 | 3.6464 | 4.0111 | 4.3757 | 4.7404 | 5.105
2019-09-30 10:00 | 43738.4167 | 1.7482 | 2.3309 | 2.9137 | 3.4964 | 4.0791 | 4.6619 | 5.2446 | 5.8273 | 6.4101 | 6.9928 | 7.5755 | 8.1583
2019-09-30 11:00 | 43738.4583 | 2.0762 | 2.7683 | 3.4603 | 4.1524 | 4.8445 | 5.5365 | 6.2286 | 6.9207 | 7.6127 | 8.3048 | 8.9968 | 9.6889
2019-09-30 12:00 | 43738.5 | 2.1838 | 2.9118 | 3.6397 | 4.3677 | 5.0956 | 5.8236 | 6.5515 | 7.2795 | 8.0074 | 8.7354 | 9.4633 | 10.1913
2019-09-30 13:00 | 43738.5417 | 2.1607 | 2.881 | 3.6012 | 4.3214 | 5.0417 | 5.7619 | 6.4822 | 7.2024 | 7.9226 | 8.6429 | 9.3631 | 10.0834
2019-09-30 14:00 | 43738.5833 | 2.1041 | 2.8054 | 3.5068 | 4.2081 | 4.9095 | 5.6108 | 6.3122 | 7.0135 | 7.7149 | 8.4163 | 9.1176 | 9.819
2019-09-30 15:00 | 43738.625 | 1.6973 | 2.263 | 2.8288 | 3.3945 | 3.9603 | 4.526 | 5.0918 | 5.6575 | 6.2233 | 6.789 | 7.3548 | 7.9206
2019-09-30 16:00 | 43738.6667 | 1.3347 | 1.7796 | 2.2245 | 2.6694 | 3.1143 | 3.5592 | 4.0041 | 4.449 | 4.8939 | 5.3388 | 5.7837 | 6.2286
2019-09-30 17:00 | 43738.7083 | 0.7757 | 1.0343 | 1.2928 | 1.5514 | 1.81 | 2.0685 | 2.3271 | 2.5857 | 2.8442 | 3.1028 | 3.3614 | 3.6199
2019-09-30 18:00 | 43738.75 | 0.20216 | 0.26955 | 0.33694 | 0.40433 | 0.47172 | 0.53911 | 0.60649 | 0.67388 | 0.74127 | 0.80866 | 0.87605 | 0.94343
2019-09-30 19:00 | 43738.7917 | 0 | 0 | 0 | 0 | 0 | 0 | 0 | 0 | 0 | 0 | 0 | 0
2019-09-30 20:00 | 43738.8333 | 0 | 0 | 0 | 0 | 0 | 0 | 0 | 0 | 0 | 0 | 0 | 0
2019-09-30 21:00 | 43738.875 | 0 | 0 | 0 | 0 | 0 | 0 | 0 | 0 | 0 | 0 | 0 | 0
2019-09-30 22:00 | 43738.9167 | 0 | 0 | 0 | 0 | 0 | 0 | 0 | 0 | 0 | 0 | 0 | 0
2019-09-30 23:00 | 43738.9583 | 0 | 0 | 0 | 0 | 0 | 0 | 0 | 0 | 0 | 0 | 0 | 0
2019-10-01 | 43739 | 0 | 0 | 0 | 0 | 0 | 0 | 0 | 0 | 0 | 0 | 0 | 0
2019-10-01 01:00 | 43739.0417 | 0 | 0 | 0 | 0 | 0 | 0 | 0 | 0 | 0 | 0 | 0 | 0
2019-10-01 02:00 | 43739.0833 | 0 | 0 | 0 | 0 | 0 | 0 | 0 | 0 | 0 | 0 | 0 | 0
2019-10-01 03:00 | 43739.125 | 0 | 0 | 0 | 0 | 0 | 0 | 0 | 0 | 0 | 0 | 0 | 0
2019-10-01 04:00 | 43739.1667 | 0 | 0 | 0 | 0 | 0 | 0 | 0 | 0 | 0 | 0 | 0 | 0
2019-10-01 05:00 | 43739.2083 | 0 | 0 | 0 | 0 | 0 | 0 | 0 | 0 | 0 | 0 | 0 | 0
2019-10-01 06:00 | 43739.25 | 0 | 0 | 0 | 0 | 0 | 0 | 0 | 0 | 0 | 0 | 0 | 0
2019-10-01 07:00 | 43739.2917 | 0.0070964 | 0.0094618 | 0.011827 | 0.014193 | 0.016558 | 0.018924 | 0.021289 | 0.023655 | 0.02602 | 0.028385 | 0.030751 | 0.033116
2019-10-01 08:00 | 43739.3333 | 0.35208 | 0.46944 | 0.5868 | 0.70416 | 0.82152 | 0.93887 | 1.0562 | 1.1736 | 1.291 | 1.4083 | 1.5257 | 1.643
2019-10-01 09:00 | 43739.375 | 0.69846 | 0.93128 | 1.1641 | 1.3969 | 1.6297 | 1.8626 | 2.0954 | 2.3282 | 2.561 | 2.7938 | 3.0267 | 3.2595
2019-10-01 10:00 | 43739.4167 | 1.3135 | 1.7514 | 2.1892 | 2.6271 | 3.0649 | 3.5028 | 3.9406 | 4.3785 | 4.8163 | 5.2542 | 5.692 | 6.1299
2019-10-01 11:00 | 43739.4583 | 1.985 | 2.6467 | 3.3084 | 3.97 | 4.6317 | 5.2934 | 5.9551 | 6.6167 | 7.2784 | 7.9401 | 8.6017 | 9.2634
2019-10-01 12:00 | 43739.5 | 2.3511 | 3.1348 | 3.9185 | 4.7022 | 5.4859 | 6.2696 | 7.0533 | 7.837 | 8.6207 | 9.4044 | 10.1881 | 10.9718
2019-10-01 13:00 | 43739.5417 | 2.3987 | 3.1982 | 3.9978 | 4.7973 | 5.5969 | 6.3964 | 7.196 | 7.9956 | 8.7951 | 9.5947 | 10.3942 | 11.1938
2019-10-01 14:00 | 43739.5833 | 2.3102 | 3.0802 | 3.8503 | 4.6204 | 5.3904 | 6.1605 | 6.9305 | 7.7006 | 8.4707 | 9.2407 | 10.0108 | 10.7808
2019-10-01 15:00 | 43739.625 | 1.8995 | 2.5326 | 3.1658 | 3.799 | 4.4321 | 5.0653 | 5.6984 | 6.3316 | 6.9648 | 7.5979 | 8.2311 | 8.8642
2019-10-01 16:00 | 43739.6667 | 1.241 | 1.6546 | 2.0683 | 2.4819 | 2.8956 | 3.3092 | 3.7229 | 4.1365 | 4.5502 | 4.9638 | 5.3775 | 5.7911
2019-10-01 17:00 | 43739.7083 | 0.78946 | 1.0526 | 1.3158 | 1.5789 | 1.8421 | 2.1052 | 2.3684 | 2.6315 | 2.8947 | 3.1578 | 3.421 | 3.6841
2019-10-01 18:00 | 43739.75 | 0.19822 | 0.26429 | 0.33037 | 0.39644 | 0.46251 | 0.52859 | 0.59466 | 0.66073 | 0.72681 | 0.79288 | 0.85895 | 0.92503
2019-10-01 19:00 | 43739.7917 | 0 | 0 | 0 | 0 | 0 | 0 | 0 | 0 | 0 | 0 | 0 | 0
2019-10-01 20:00 | 43739.8333 | 0 | 0 | 0 | 0 | 0 | 0 | 0 | 0 | 0 | 0 | 0 | 0
2019-10-01 21:00 | 43739.875 | 0 | 0 | 0 | 0 | 0 | 0 | 0 | 0 | 0 | 0 | 0 | 0
2019-10-01 22:00 | 43739.9167 | 0 | 0 | 0 | 0 | 0 | 0 | 0 | 0 | 0 | 0 | 0 | 0
2019-10-01 23:00 | 43739.9583 | 0 | 0 | 0 | 0 | 0 | 0 | 0 | 0 | 0 | 0 | 0 | 0
2019-10-02 | 43740 | 0 | 0 | 0 | 0 | 0 | 0 | 0 | 0 | 0 | 0 | 0 | 0
2019-10-02 01:00 | 43740.0417 | 0 | 0 | 0 | 0 | 0 | 0 | 0 | 0 | 0 | 0 | 0 | 0
2019-10-02 02:00 | 43740.0833 | 0 | 0 | 0 | 0 | 0 | 0 | 0 | 0 | 0 | 0 | 0 | 0
2019-10-02 03:00 | 43740.125 | 0 | 0 | 0 | 0 | 0 | 0 | 0 | 0 | 0 | 0 | 0 | 0
2019-10-02 04:00 | 43740.1667 | 0 | 0 | 0 | 0 | 0 | 0 | 0 | 0 | 0 | 0 | 0 | 0
2019-10-02 05:00 | 43740.2083 | 0 | 0 | 0 | 0 | 0 | 0 | 0 | 0 | 0 | 0 | 0 | 0
2019-10-02 06:00 | 43740.25 | 0 | 0 | 0 | 0 | 0 | 0 | 0 | 0 | 0 | 0 | 0 | 0
2019-10-02 07:00 | 43740.2917 | 0.012765 | 0.01702 | 0.021275 | 0.02553 | 0.029785 | 0.034039 | 0.038294 | 0.042549 | 0.046804 | 0.051059 | 0.055314 | 0.059569
2019-10-02 08:00 | 43740.3333 | 0.16842 | 0.22455 | 0.28069 | 0.33683 | 0.39297 | 0.44911 | 0.50525 | 0.56139 | 0.61753 | 0.67366 | 0.7298 | 0.78594
2019-10-02 09:00 | 43740.375 | 0.28715 | 0.38287 | 0.47859 | 0.57431 | 0.67003 | 0.76574 | 0.86146 | 0.95718 | 1.0529 | 1.1486 | 1.2443 | 1.3401
2019-10-02 10:00 | 43740.4167 | 0.58433 | 0.77911 | 0.97388 | 1.1687 | 1.3634 | 1.5582 | 1.753 | 1.9478 | 2.1425 | 2.3373 | 2.5321 | 2.7269
2019-10-02 11:00 | 43740.4583 | 0.7103 | 0.94706 | 1.1838 | 1.4206 | 1.6574 | 1.8941 | 2.1309 | 2.3677 | 2.6044 | 2.8412 | 3.078 | 3.3147
2019-10-02 12:00 | 43740.5 | 0.62236 | 0.82982 | 1.0373 | 1.2447 | 1.4522 | 1.6596 | 1.8671 | 2.0745 | 2.282 | 2.4895 | 2.6969 | 2.9044
2019-10-02 13:00 | 43740.5417 | 0.40669 | 0.54225 | 0.67781 | 0.81338 | 0.94894 | 1.0845 | 1.2201 | 1.3556 | 1.4912 | 1.6268 | 1.7623 | 1.8979
2019-10-02 14:00 | 43740.5833 | 0.4083 | 0.54439 | 0.68049 | 0.81659 | 0.95269 | 1.0888 | 1.2249 | 1.361 | 1.4971 | 1.6332 | 1.7693 | 1.9054
2019-10-02 15:00 | 43740.625 | 0.36507 | 0.48676 | 0.60845 | 0.73013 | 0.85182 | 0.97351 | 1.0952 | 1.2169 | 1.3386 | 1.4603 | 1.582 | 1.7036
2019-10-02 16:00 | 43740.6667 | 0.29117 | 0.38822 | 0.48528 | 0.58234 | 0.67939 | 0.77645 | 0.87351 | 0.97056 | 1.0676 | 1.1647 | 1.2617 | 1.3588
2019-10-02 17:00 | 43740.7083 | 0.13958 | 0.18611 | 0.23264 | 0.27916 | 0.32569 | 0.37222 | 0.41875 | 0.46527 | 0.5118 | 0.55833 | 0.60485 | 0.65138
2019-10-02 18:00 | 43740.75 | 0.020256 | 0.027008 | 0.03376 | 0.040512 | 0.047264 | 0.054016 | 0.060768 | 0.06752 | 0.074272 | 0.081024 | 0.087776 | 0.094528
2019-10-02 19:00 | 43740.7917 | 0 | 0 | 0 | 0 | 0 | 0 | 0 | 0 | 0 | 0 | 0 | 0
2019-10-02 20:00 | 43740.8333 | 0 | 0 | 0 | 0 | 0 | 0 | 0 | 0 | 0 | 0 | 0 | 0
2019-10-02 21:00 | 43740.875 | 0 | 0 | 0 | 0 | 0 | 0 | 0 | 0 | 0 | 0 | 0 | 0
2019-10-02 22:00 | 43740.9167 | 0 | 0 | 0 | 0 | 0 | 0 | 0 | 0 | 0 | 0 | 0 | 0
2019-10-02 23:00 | 43740.9583 | 0 | 0 | 0 | 0 | 0 | 0 | 0 | 0 | 0 | 0 | 0 | 0
2019-10-03 | 43741 | 0 | 0 | 0 | 0 | 0 | 0 | 0 | 0 | 0 | 0 | 0 | 0
2019-10-03 01:00 | 43741.0417 | 0 | 0 | 0 | 0 | 0 | 0 | 0 | 0 | 0 | 0 | 0 | 0
2019-10-03 02:00 | 43741.0833 | 0 | 0 | 0 | 0 | 0 | 0 | 0 | 0 | 0 | 0 | 0 | 0
2019-10-03 03:00 | 43741.125 | 0 | 0 | 0 | 0 | 0 | 0 | 0 | 0 | 0 | 0 | 0 | 0
2019-10-03 04:00 | 43741.1667 | 0 | 0 | 0 | 0 | 0 | 0 | 0 | 0 | 0 | 0 | 0 | 0
2019-10-03 05:00 | 43741.2083 | 0 | 0 | 0 | 0 | 0 | 0 | 0 | 0 | 0 | 0 | 0 | 0
2019-10-03 06:00 | 43741.25 | 0 | 0 | 0 | 0 | 0 | 0 | 0 | 0 | 0 | 0 | 0 | 0
2019-10-03 07:00 | 43741.2917 | 0.0049443 | 0.0065924 | 0.0082405 | 0.0098886 | 0.011537 | 0.013185 | 0.014833 | 0.016481 | 0.018129 | 0.019777 | 0.021425 | 0.023073
2019-10-03 08:00 | 43741.3333 | 0.15949 | 0.21265 | 0.26582 | 0.31898 | 0.37214 | 0.42531 | 0.47847 | 0.53163 | 0.5848 | 0.63796 | 0.69112 | 0.74429
2019-10-03 09:00 | 43741.375 | 0.4078 | 0.54373 | 0.67966 | 0.81559 | 0.95153 | 1.0875 | 1.2234 | 1.3593 | 1.4953 | 1.6312 | 1.7671 | 1.9031
2019-10-03 10:00 | 43741.4167 | 0.72696 | 0.96928 | 1.2116 | 1.4539 | 1.6962 | 1.9386 | 2.1809 | 2.4232 | 2.6655 | 2.9078 | 3.1502 | 3.3925
2019-10-03 11:00 | 43741.4583 | 0.79848 | 1.0646 | 1.3308 | 1.597 | 1.8631 | 2.1293 | 2.3954 | 2.6616 | 2.9278 | 3.1939 | 3.4601 | 3.7262
2019-10-03 12:00 | 43741.5 | 0.87739 | 1.1699 | 1.4623 | 1.7548 | 2.0473 | 2.3397 | 2.6322 | 2.9246 | 3.2171 | 3.5096 | 3.802 | 4.0945
2019-10-03 13:00 | 43741.5417 | 0.73917 | 0.98556 | 1.232 | 1.4783 | 1.7247 | 1.9711 | 2.2175 | 2.4639 | 2.7103 | 2.9567 | 3.2031 | 3.4495
2019-10-03 14:00 | 43741.5833 | 0.73027 | 0.9737 | 1.2171 | 1.4605 | 1.704 | 1.9474 | 2.1908 | 2.4342 | 2.6777 | 2.9211 | 3.1645 | 3.4079
2019-10-03 15:00 | 43741.625 | 0.68831 | 0.91775 | 1.1472 | 1.3766 | 1.6061 | 1.8355 | 2.0649 | 2.2944 | 2.5238 | 2.7533 | 2.9827 | 3.2121
2019-10-03 16:00 | 43741.6667 | 0.38299 | 0.51065 | 0.63831 | 0.76597 | 0.89364 | 1.0213 | 1.149 | 1.2766 | 1.4043 | 1.5319 | 1.6596 | 1.7873
2019-10-03 17:00 | 43741.7083 | 0.18764 | 0.25019 | 0.31274 | 0.37529 | 0.43783 | 0.50038 | 0.56293 | 0.62548 | 0.68803 | 0.75057 | 0.81312 | 0.87567
2019-10-03 18:00 | 43741.75 | 0.0081176 | 0.010823 | 0.013529 | 0.016235 | 0.018941 | 0.021647 | 0.024353 | 0.027059 | 0.029764 | 0.03247 | 0.035176 | 0.037882
2019-10-03 19:00 | 43741.7917 | 0 | 0 | 0 | 0 | 0 | 0 | 0 | 0 | 0 | 0 | 0 | 0
2019-10-03 20:00 | 43741.8333 | 0 | 0 | 0 | 0 | 0 | 0 | 0 | 0 | 0 | 0 | 0 | 0
2019-10-03 21:00 | 43741.875 | 0 | 0 | 0 | 0 | 0 | 0 | 0 | 0 | 0 | 0 | 0 | 0
2019-10-03 22:00 | 43741.9167 | 0 | 0 | 0 | 0 | 0 | 0 | 0 | 0 | 0 | 0 | 0 | 0
2019-10-03 23:00 | 43741.9583 | 0 | 0 | 0 | 0 | 0 | 0 | 0 | 0 | 0 | 0 | 0 | 0
2019-10-04 | 43742 | 0 | 0 | 0 | 0 | 0 | 0 | 0 | 0 | 0 | 0 | 0 | 0
2019-10-04 01:00 | 43742.0417 | 0 | 0 | 0 | 0 | 0 | 0 | 0 | 0 | 0 | 0 | 0 | 0
2019-10-04 02:00 | 43742.0833 | 0 | 0 | 0 | 0 | 0 | 0 | 0 | 0 | 0 | 0 | 0 | 0
2019-10-04 03:00 | 43742.125 | 0 | 0 | 0 | 0 | 0 | 0 | 0 | 0 | 0 | 0 | 0 | 0
2019-10-04 04:00 | 43742.1667 | 0 | 0 | 0 | 0 | 0 | 0 | 0 | 0 | 0 | 0 | 0 | 0
2019-10-04 05:00 | 43742.2083 | 0 | 0 | 0 | 0 | 0 | 0 | 0 | 0 | 0 | 0 | 0 | 0
2019-10-04 06:00 | 43742.25 | 0 | 0 | 0 | 0 | 0 | 0 | 0 | 0 | 0 | 0 | 0 | 0
2019-10-04 07:00 | 43742.2917 | 0.0030551 | 0.0040734 | 0.0050918 | 0.0061102 | 0.0071285 | 0.0081469 | 0.0091653 | 0.010184 | 0.011202 | 0.01222 | 0.013239 | 0.014257
2019-10-04 08:00 | 43742.3333 | 0.16381 | 0.21841 | 0.27301 | 0.32761 | 0.38222 | 0.43682 | 0.49142 | 0.54602 | 0.60063 | 0.65523 | 0.70983 | 0.76443
2019-10-04 09:00 | 43742.375 | 0.41553 | 0.55405 | 0.69256 | 0.83107 | 0.96958 | 1.1081 | 1.2466 | 1.3851 | 1.5236 | 1.6621 | 1.8007 | 1.9392
2019-10-04 10:00 | 43742.4167 | 0.61559 | 0.82079 | 1.026 | 1.2312 | 1.4364 | 1.6416 | 1.8468 | 2.052 | 2.2572 | 2.4624 | 2.6676 | 2.8728
2019-10-04 11:00 | 43742.4583 | 0.73201 | 0.97601 | 1.22 | 1.464 | 1.708 | 1.952 | 2.196 | 2.44 | 2.684 | 2.928 | 3.172 | 3.416
2019-10-04 12:00 | 43742.5 | 0.83162 | 1.1088 | 1.386 | 1.6632 | 1.9404 | 2.2176 | 2.4949 | 2.7721 | 3.0493 | 3.3265 | 3.6037 | 3.8809
2019-10-04 13:00 | 43742.5417 | 0.83716 | 1.1162 | 1.3953 | 1.6743 | 1.9534 | 2.2324 | 2.5115 | 2.7905 | 3.0696 | 3.3486 | 3.6277 | 3.9067
2019-10-04 14:00 | 43742.5833 | 0.72779 | 0.97039 | 1.213 | 1.4556 | 1.6982 | 1.9408 | 2.1834 | 2.426 | 2.6686 | 2.9112 | 3.1538 | 3.3964
2019-10-04 15:00 | 43742.625 | 0.56259 | 0.75012 | 0.93765 | 1.1252 | 1.3127 | 1.5002 | 1.6878 | 1.8753 | 2.0628 | 2.2504 | 2.4379 | 2.6254
2019-10-04 16:00 | 43742.6667 | 0.35393 | 0.47191 | 0.58989 | 0.70787 | 0.82585 | 0.94382 | 1.0618 | 1.1798 | 1.2978 | 1.4157 | 1.5337 | 1.6517
2019-10-04 17:00 | 43742.7083 | 0.15453 | 0.20604 | 0.25755 | 0.30905 | 0.36056 | 0.41207 | 0.46358 | 0.51509 | 0.5666 | 0.61811 | 0.66962 | 0.72113
2019-10-04 18:00 | 43742.75 | 0.0080176 | 0.01069 | 0.013363 | 0.016035 | 0.018708 | 0.02138 | 0.024053 | 0.026725 | 0.029398 | 0.03207 | 0.034743 | 0.037415
2019-10-04 19:00 | 43742.7917 | 0 | 0 | 0 | 0 | 0 | 0 | 0 | 0 | 0 | 0 | 0 | 0
2019-10-04 20:00 | 43742.8333 | 0 | 0 | 0 | 0 | 0 | 0 | 0 | 0 | 0 | 0 | 0 | 0
2019-10-04 21:00 | 43742.875 | 0 | 0 | 0 | 0 | 0 | 0 | 0 | 0 | 0 | 0 | 0 | 0
2019-10-04 22:00 | 43742.9167 | 0 | 0 | 0 | 0 | 0 | 0 | 0 | 0 | 0 | 0 | 0 | 0
2019-10-04 23:00 | 43742.9583 | 0 | 0 | 0 | 0 | 0 | 0 | 0 | 0 | 0 | 0 | 0 | 0
2019-10-05 | 43743 | 0 | 0 | 0 | 0 | 0 | 0 | 0 | 0 | 0 | 0 | 0 | 0
2019-10-05 01:00 | 43743.0417 | 0 | 0 | 0 | 0 | 0 | 0 | 0 | 0 | 0 | 0 | 0 | 0
2019-10-05 02:00 | 43743.0833 | 0 | 0 | 0 | 0 | 0 | 0 | 0 | 0 | 0 | 0 | 0 | 0
2019-10-05 03:00 | 43743.125 | 0 | 0 | 0 | 0 | 0 | 0 | 0 | 0 | 0 | 0 | 0 | 0
2019-10-05 04:00 | 43743.1667 | 0 | 0 | 0 | 0 | 0 | 0 | 0 | 0 | 0 | 0 | 0 | 0
2019-10-05 05:00 | 43743.2083 | 0 | 0 | 0 | 0 | 0 | 0 | 0 | 0 | 0 | 0 | 0 | 0
2019-10-05 06:00 | 43743.25 | 0 | 0 | 0 | 0 | 0 | 0 | 0 | 0 | 0 | 0 | 0 | 0
2019-10-05 07:00 | 43743.2917 | 0.0013233 | 0.0017644 | 0.0022054 | 0.0026465 | 0.0030876 | 0.0035287 | 0.0039698 | 0.0044109 | 0.004852 | 0.0052931 | 0.0057342 | 0.0061752
2019-10-05 08:00 | 43743.3333 | 0.022442 | 0.029922 | 0.037403 | 0.044883 | 0.052364 | 0.059844 | 0.067325 | 0.074806 | 0.082286 | 0.089767 | 0.097247 | 0.10473
2019-10-05 09:00 | 43743.375 | 0.052968 | 0.070624 | 0.08828 | 0.10594 | 0.12359 | 0.14125 | 0.1589 | 0.17656 | 0.19422 | 0.21187 | 0.22953 | 0.24718
2019-10-05 10:00 | 43743.4167 | 0.082743 | 0.11032 | 0.1379 | 0.16549 | 0.19307 | 0.22065 | 0.24823 | 0.27581 | 0.30339 | 0.33097 | 0.35855 | 0.38613
2019-10-05 11:00 | 43743.4583 | 0.10614 | 0.14153 | 0.17691 | 0.21229 | 0.24767 | 0.28305 | 0.31843 | 0.35381 | 0.3892 | 0.42458 | 0.45996 | 0.49534
2019-10-05 12:00 | 43743.5 | 0.12022 | 0.16029 | 0.20036 | 0.24043 | 0.2805 | 0.32057 | 0.36065 | 0.40072 | 0.44079 | 0.48086 | 0.52093 | 0.561
2019-10-05 13:00 | 43743.5417 | 1.1902 | 1.587 | 1.9837 | 2.3804 | 2.7772 | 3.1739 | 3.5706 | 3.9674 | 4.3641 | 4.7609 | 5.1576 | 5.5543
2019-10-05 14:00 | 43743.5833 | 1.0827 | 1.4437 | 1.8046 | 2.1655 | 2.5264 | 2.8873 | 3.2482 | 3.6091 | 3.9701 | 4.331 | 4.6919 | 5.0528
2019-10-05 15:00 | 43743.625 | 0.8595 | 1.146 | 1.4325 | 1.719 | 2.0055 | 2.292 | 2.5785 | 2.865 | 3.1515 | 3.438 | 3.7245 | 4.011
2019-10-05 16:00 | 43743.6667 | 0.63105 | 0.8414 | 1.0518 | 1.2621 | 1.4725 | 1.6828 | 1.8932 | 2.1035 | 2.3139 | 2.5242 | 2.7346 | 2.9449
2019-10-05 17:00 | 43743.7083 | 0.34375 | 0.45833 | 0.57291 | 0.6875 | 0.80208 | 0.91666 | 1.0312 | 1.1458 | 1.2604 | 1.375 | 1.4896 | 1.6042
2019-10-05 18:00 | 43743.75 | 0.02691 | 0.03588 | 0.04485 | 0.05382 | 0.06279 | 0.071761 | 0.080731 | 0.089701 | 0.098671 | 0.10764 | 0.11661 | 0.12558
2019-10-05 19:00 | 43743.7917 | 0 | 0 | 0 | 0 | 0 | 0 | 0 | 0 | 0 | 0 | 0 | 0
2019-10-05 20:00 | 43743.8333 | 0 | 0 | 0 | 0 | 0 | 0 | 0 | 0 | 0 | 0 | 0 | 0
2019-10-05 21:00 | 43743.875 | 0 | 0 | 0 | 0 | 0 | 0 | 0 | 0 | 0 | 0 | 0 | 0
2019-10-05 22:00 | 43743.9167 | 0 | 0 | 0 | 0 | 0 | 0 | 0 | 0 | 0 | 0 | 0 | 0
2019-10-05 23:00 | 43743.9583 | 0 | 0 | 0 | 0 | 0 | 0 | 0 | 0 | 0 | 0 | 0 | 0
2019-10-06 | 43744 | 0 | 0 | 0 | 0 | 0 | 0 | 0 | 0 | 0 | 0 | 0 | 0
2019-10-06 01:00 | 43744.0417 | 0 | 0 | 0 | 0 | 0 | 0 | 0 | 0 | 0 | 0 | 0 | 0
2019-10-06 02:00 | 43744.0833 | 0 | 0 | 0 | 0 | 0 | 0 | 0 | 0 | 0 | 0 | 0 | 0
2019-10-06 03:00 | 43744.125 | 0 | 0 | 0 | 0 | 0 | 0 | 0 | 0 | 0 | 0 | 0 | 0
2019-10-06 04:00 | 43744.1667 | 0 | 0 | 0 | 0 | 0 | 0 | 0 | 0 | 0 | 0 | 0 | 0
2019-10-06 05:00 | 43744.2083 | 0 | 0 | 0 | 0 | 0 | 0 | 0 | 0 | 0 | 0 | 0 | 0
2019-10-06 06:00 | 43744.25 | 0 | 0 | 0 | 0 | 0 | 0 | 0 | 0 | 0 | 0 | 0 | 0
2019-10-06 07:00 | 43744.2917 | 0.0030457 | 0.0040609 | 0.0050762 | 0.0060914 | 0.0071067 | 0.0081219 | 0.0091371 | 0.010152 | 0.011168 | 0.012183 | 0.013198 | 0.014213
2019-10-06 08:00 | 43744.3333 | 0.11628 | 0.15504 | 0.1938 | 0.23256 | 0.27132 | 0.31008 | 0.34884 | 0.3876 | 0.42636 | 0.46512 | 0.50388 | 0.54264
2019-10-06 09:00 | 43744.375 | 0.62255 | 0.83006 | 1.0376 | 1.2451 | 1.4526 | 1.6601 | 1.8676 | 2.0752 | 2.2827 | 2.4902 | 2.6977 | 2.9052
2019-10-06 10:00 | 43744.4167 | 1.6817 | 2.2423 | 2.8029 | 3.3634 | 3.924 | 4.4846 | 5.0451 | 5.6057 | 6.1663 | 6.7268 | 7.2874 | 7.848
2019-10-06 11:00 | 43744.4583 | 2.2883 | 3.0511 | 3.8138 | 4.5766 | 5.3394 | 6.1022 | 6.8649 | 7.6277 | 8.3905 | 9.1532 | 9.916 | 10.6788
2019-10-06 12:00 | 43744.5 | 2.2633 | 3.0178 | 3.7722 | 4.5267 | 5.2811 | 6.0355 | 6.79 | 7.5444 | 8.2989 | 9.0533 | 9.8078 | 10.5622
2019-10-06 13:00 | 43744.5417 | 1.1624 | 1.5498 | 1.9373 | 2.3248 | 2.7122 | 3.0997 | 3.4871 | 3.8746 | 4.2621 | 4.6495 | 5.037 | 5.4244
2019-10-06 14:00 | 43744.5833 | 0.87006 | 1.1601 | 1.4501 | 1.7401 | 2.0301 | 2.3202 | 2.6102 | 2.9002 | 3.1902 | 3.4802 | 3.7703 | 4.0603
2019-10-06 15:00 | 43744.625 | 0.52626 | 0.70169 | 0.87711 | 1.0525 | 1.228 | 1.4034 | 1.5788 | 1.7542 | 1.9296 | 2.1051 | 2.2805 | 2.4559
2019-10-06 16:00 | 43744.6667 | 0.90109 | 1.2015 | 1.5018 | 1.8022 | 2.1025 | 2.4029 | 2.7033 | 3.0036 | 3.304 | 3.6044 | 3.9047 | 4.2051
2019-10-06 17:00 | 43744.7083 | 0.80406 | 1.0721 | 1.3401 | 1.6081 | 1.8761 | 2.1442 | 2.4122 | 2.6802 | 2.9482 | 3.2162 | 3.4843 | 3.7523
2019-10-06 18:00 | 43744.75 | 0.045277 | 0.060369 | 0.075461 | 0.090554 | 0.10565 | 0.12074 | 0.13583 | 0.15092 | 0.16602 | 0.18111 | 0.1962 | 0.21129
2019-10-06 19:00 | 43744.7917 | 0 | 0 | 0 | 0 | 0 | 0 | 0 | 0 | 0 | 0 | 0 | 0
2019-10-06 20:00 | 43744.8333 | 0 | 0 | 0 | 0 | 0 | 0 | 0 | 0 | 0 | 0 | 0 | 0
2019-10-06 21:00 | 43744.875 | 0 | 0 | 0 | 0 | 0 | 0 | 0 | 0 | 0 | 0 | 0 | 0
2019-10-06 22:00 | 43744.9167 | 0 | 0 | 0 | 0 | 0 | 0 | 0 | 0 | 0 | 0 | 0 | 0
2019-10-06 23:00 | 43744.9583 | 0 | 0 | 0 | 0 | 0 | 0 | 0 | 0 | 0 | 0 | 0 | 0
2019-10-07 | 43745 | 0 | 0 | 0 | 0 | 0 | 0 | 0 | 0 | 0 | 0 | 0 | 0
2019-10-07 01:00 | 43745.0417 | 0 | 0 | 0 | 0 | 0 | 0 | 0 | 0 | 0 | 0 | 0 | 0
2019-10-07 02:00 | 43745.0833 | 0 | 0 | 0 | 0 | 0 | 0 | 0 | 0 | 0 | 0 | 0 | 0
2019-10-07 03:00 | 43745.125 | 0 | 0 | 0 | 0 | 0 | 0 | 0 | 0 | 0 | 0 | 0 | 0
2019-10-07 04:00 | 43745.1667 | 0 | 0 | 0 | 0 | 0 | 0 | 0 | 0 | 0 | 0 | 0 | 0
2019-10-07 05:00 | 43745.2083 | 0 | 0 | 0 | 0 | 0 | 0 | 0 | 0 | 0 | 0 | 0 | 0
2019-10-07 06:00 | 43745.25 | 0 | 0 | 0 | 0 | 0 | 0 | 0 | 0 | 0 | 0 | 0 | 0
2019-10-07 07:00 | 43745.2917 | 0.0030582 | 0.0040776 | 0.005097 | 0.0061164 | 0.0071358 | 0.0081552 | 0.0091746 | 0.010194 | 0.011213 | 0.012233 | 0.013252 | 0.014272
2019-10-07 08:00 | 43745.3333 | 0.33157 | 0.44209 | 0.55262 | 0.66314 | 0.77366 | 0.88419 | 0.99471 | 1.1052 | 1.2158 | 1.3263 | 1.4368 | 1.5473
2019-10-07 09:00 | 43745.375 | 0.63047 | 0.84063 | 1.0508 | 1.2609 | 1.4711 | 1.6813 | 1.8914 | 2.1016 | 2.3117 | 2.5219 | 2.7321 | 2.9422
2019-10-07 10:00 | 43745.4167 | 1.3204 | 1.7606 | 2.2007 | 2.6409 | 3.081 | 3.5212 | 3.9613 | 4.4015 | 4.8416 | 5.2818 | 5.7219 | 6.1621
2019-10-07 11:00 | 43745.4583 | 1.5885 | 2.1181 | 2.6476 | 3.1771 | 3.7066 | 4.2361 | 4.7656 | 5.2951 | 5.8247 | 6.3542 | 6.8837 | 7.4132
2019-10-07 12:00 | 43745.5 | 2.3324 | 3.1099 | 3.8874 | 4.6649 | 5.4423 | 6.2198 | 6.9973 | 7.7748 | 8.5522 | 9.3297 | 10.1072 | 10.8847
2019-10-07 13:00 | 43745.5417 | 2.1384 | 2.8512 | 3.564 | 4.2768 | 4.9896 | 5.7024 | 6.4152 | 7.128 | 7.8408 | 8.5536 | 9.2664 | 9.9792
2019-10-07 14:00 | 43745.5833 | 1.9902 | 2.6536 | 3.3169 | 3.9803 | 4.6437 | 5.3071 | 5.9705 | 6.6339 | 7.2973 | 7.9607 | 8.6241 | 9.2874
2019-10-07 15:00 | 43745.625 | 1.3739 | 1.8319 | 2.2899 | 2.7479 | 3.2059 | 3.6639 | 4.1218 | 4.5798 | 5.0378 | 5.4958 | 5.9538 | 6.4118
2019-10-07 16:00 | 43745.6667 | 1.0014 | 1.3352 | 1.669 | 2.0028 | 2.3366 | 2.6703 | 3.0041 | 3.3379 | 3.6717 | 4.0055 | 4.3393 | 4.6731
2019-10-07 17:00 | 43745.7083 | 0.42206 | 0.56274 | 0.70343 | 0.84411 | 0.9848 | 1.1255 | 1.2662 | 1.4069 | 1.5475 | 1.6882 | 1.8289 | 1.9696
2019-10-07 18:00 | 43745.75 | 0.00581 | 0.0077466 | 0.0096833 | 0.01162 | 0.013557 | 0.015493 | 0.01743 | 0.019367 | 0.021303 | 0.02324 | 0.025177 | 0.027113
2019-10-07 19:00 | 43745.7917 | 0 | 0 | 0 | 0 | 0 | 0 | 0 | 0 | 0 | 0 | 0 | 0
2019-10-07 20:00 | 43745.8333 | 0 | 0 | 0 | 0 | 0 | 0 | 0 | 0 | 0 | 0 | 0 | 0
2019-10-07 21:00 | 43745.875 | 0 | 0 | 0 | 0 | 0 | 0 | 0 | 0 | 0 | 0 | 0 | 0
2019-10-07 22:00 | 43745.9167 | 0 | 0 | 0 | 0 | 0 | 0 | 0 | 0 | 0 | 0 | 0 | 0
2019-10-07 23:00 | 43745.9583 | 0 | 0 | 0 | 0 | 0 | 0 | 0 | 0 | 0 | 0 | 0 | 0
2019-10-08 | 43746 | 0 | 0 | 0 | 0 | 0 | 0 | 0 | 0 | 0 | 0 | 0 | 0
2019-10-08 01:00 | 43746.0417 | 0 | 0 | 0 | 0 | 0 | 0 | 0 | 0 | 0 | 0 | 0 | 0
2019-10-08 02:00 | 43746.0833 | 0 | 0 | 0 | 0 | 0 | 0 | 0 | 0 | 0 | 0 | 0 | 0
2019-10-08 03:00 | 43746.125 | 0 | 0 | 0 | 0 | 0 | 0 | 0 | 0 | 0 | 0 | 0 | 0
2019-10-08 04:00 | 43746.1667 | 0 | 0 | 0 | 0 | 0 | 0 | 0 | 0 | 0 | 0 | 0 | 0
2019-10-08 05:00 | 43746.2083 | 0 | 0 | 0 | 0 | 0 | 0 | 0 | 0 | 0 | 0 | 0 | 0
2019-10-08 06:00 | 43746.25 | 0 | 0 | 0 | 0 | 0 | 0 | 0 | 0 | 0 | 0 | 0 | 0
2019-10-08 07:00 | 43746.2917 | 0.0029802 | 0.0039736 | 0.0049669 | 0.0059603 | 0.0069537 | 0.0079471 | 0.0089405 | 0.0099339 | 0.010927 | 0.011921 | 0.012914 | 0.013907
2019-10-08 08:00 | 43746.3333 | 0.13426 | 0.17901 | 0.22377 | 0.26852 | 0.31327 | 0.35803 | 0.40278 | 0.44753 | 0.49229 | 0.53704 | 0.58179 | 0.62655
2019-10-08 09:00 | 43746.375 | 0.3285 | 0.43799 | 0.54749 | 0.65699 | 0.76649 | 0.87599 | 0.98549 | 1.095 | 1.2045 | 1.314 | 1.4235 | 1.533
2019-10-08 10:00 | 43746.4167 | 0.48689 | 0.64919 | 0.81148 | 0.97378 | 1.1361 | 1.2984 | 1.4607 | 1.623 | 1.7853 | 1.9476 | 2.1099 | 2.2722
2019-10-08 11:00 | 43746.4583 | 0.63057 | 0.84075 | 1.0509 | 1.2611 | 1.4713 | 1.6815 | 1.8917 | 2.1019 | 2.3121 | 2.5223 | 2.7325 | 2.9426
2019-10-08 12:00 | 43746.5 | 0.67347 | 0.89796 | 1.1225 | 1.3469 | 1.5714 | 1.7959 | 2.0204 | 2.2449 | 2.4694 | 2.6939 | 2.9184 | 3.1429
2019-10-08 13:00 | 43746.5417 | 0.68392 | 0.91189 | 1.1399 | 1.3678 | 1.5958 | 1.8238 | 2.0518 | 2.2797 | 2.5077 | 2.7357 | 2.9636 | 3.1916
2019-10-08 14:00 | 43746.5833 | 0.62356 | 0.83141 | 1.0393 | 1.2471 | 1.455 | 1.6628 | 1.8707 | 2.0785 | 2.2864 | 2.4942 | 2.7021 | 2.9099
2019-10-08 15:00 | 43746.625 | 0.50263 | 0.67018 | 0.83772 | 1.0053 | 1.1728 | 1.3404 | 1.5079 | 1.6754 | 1.843 | 2.0105 | 2.1781 | 2.3456
2019-10-08 16:00 | 43746.6667 | 0.26762 | 0.35683 | 0.44604 | 0.53524 | 0.62445 | 0.71366 | 0.80286 | 0.89207 | 0.98128 | 1.0705 | 1.1597 | 1.2489
2019-10-08 17:00 | 43746.7083 | 0.13878 | 0.18504 | 0.2313 | 0.27757 | 0.32383 | 0.37009 | 0.41635 | 0.46261 | 0.50887 | 0.55513 | 0.60139 | 0.64765
2019-10-08 18:00 | 43746.75 | 0.0045294 | 0.0060393 | 0.0075491 | 0.0090589 | 0.010569 | 0.012079 | 0.013588 | 0.015098 | 0.016608 | 0.018118 | 0.019628 | 0.021137
2019-10-08 19:00 | 43746.7917 | 0 | 0 | 0 | 0 | 0 | 0 | 0 | 0 | 0 | 0 | 0 | 0
2019-10-08 20:00 | 43746.8333 | 0 | 0 | 0 | 0 | 0 | 0 | 0 | 0 | 0 | 0 | 0 | 0
2019-10-08 21:00 | 43746.875 | 0 | 0 | 0 | 0 | 0 | 0 | 0 | 0 | 0 | 0 | 0 | 0
2019-10-08 22:00 | 43746.9167 | 0 | 0 | 0 | 0 | 0 | 0 | 0 | 0 | 0 | 0 | 0 | 0
2019-10-08 23:00 | 43746.9583 | 0 | 0 | 0 | 0 | 0 | 0 | 0 | 0 | 0 | 0 | 0 | 0
2019-10-09 | 43747 | 0 | 0 | 0 | 0 | 0 | 0 | 0 | 0 | 0 | 0 | 0 | 0
2019-10-09 01:00 | 43747.0417 | 0 | 0 | 0 | 0 | 0 | 0 | 0 | 0 | 0 | 0 | 0 | 0
2019-10-09 02:00 | 43747.0833 | 0 | 0 | 0 | 0 | 0 | 0 | 0 | 0 | 0 | 0 | 0 | 0
2019-10-09 03:00 | 43747.125 | 0 | 0 | 0 | 0 | 0 | 0 | 0 | 0 | 0 | 0 | 0 | 0
2019-10-09 04:00 | 43747.1667 | 0 | 0 | 0 | 0 | 0 | 0 | 0 | 0 | 0 | 0 | 0 | 0
2019-10-09 05:00 | 43747.2083 | 0 | 0 | 0 | 0 | 0 | 0 | 0 | 0 | 0 | 0 | 0 | 0
2019-10-09 06:00 | 43747.25 | 0 | 0 | 0 | 0 | 0 | 0 | 0 | 0 | 0 | 0 | 0 | 0
2019-10-09 07:00 | 43747.2917 | 0.0046409 | 0.0061879 | 0.0077348 | 0.0092818 | 0.010829 | 0.012376 | 0.013923 | 0.01547 | 0.017017 | 0.018564 | 0.020111 | 0.021657
2019-10-09 08:00 | 43747.3333 | 0.29598 | 0.39463 | 0.49329 | 0.59195 | 0.69061 | 0.78927 | 0.88793 | 0.98659 | 1.0852 | 1.1839 | 1.2826 | 1.3812
2019-10-09 09:00 | 43747.375 | 0.35311 | 0.47081 | 0.58852 | 0.70622 | 0.82392 | 0.94163 | 1.0593 | 1.177 | 1.2947 | 1.4124 | 1.5301 | 1.6478
2019-10-09 10:00 | 43747.4167 | 0.14806 | 0.19741 | 0.24677 | 0.29612 | 0.34547 | 0.39483 | 0.44418 | 0.49353 | 0.54289 | 0.59224 | 0.64159 | 0.69095
2019-10-09 11:00 | 43747.4583 | 0.56019 | 0.74692 | 0.93365 | 1.1204 | 1.3071 | 1.4938 | 1.6806 | 1.8673 | 2.054 | 2.2408 | 2.4275 | 2.6142
2019-10-09 12:00 | 43747.5 | 0.69049 | 0.92065 | 1.1508 | 1.381 | 1.6111 | 1.8413 | 2.0715 | 2.3016 | 2.5318 | 2.762 | 2.9921 | 3.2223
2019-10-09 13:00 | 43747.5417 | 1.0529 | 1.4038 | 1.7548 | 2.1058 | 2.4567 | 2.8077 | 3.1586 | 3.5096 | 3.8606 | 4.2115 | 4.5625 | 4.9134
2019-10-09 14:00 | 43747.5833 | 1.2123 | 1.6164 | 2.0205 | 2.4245 | 2.8286 | 3.2327 | 3.6368 | 4.0409 | 4.445 | 4.8491 | 5.2532 | 5.6573
2019-10-09 15:00 | 43747.625 | 0.69446 | 0.92594 | 1.1574 | 1.3889 | 1.6204 | 1.8519 | 2.0834 | 2.3149 | 2.5463 | 2.7778 | 3.0093 | 3.2408
2019-10-09 16:00 | 43747.6667 | 0.17133 | 0.22844 | 0.28555 | 0.34266 | 0.39977 | 0.45688 | 0.51399 | 0.5711 | 0.62821 | 0.68532 | 0.74243 | 0.79954
2019-10-09 17:00 | 43747.7083 | 0.10799 | 0.14399 | 0.17999 | 0.21598 | 0.25198 | 0.28798 | 0.32398 | 0.35997 | 0.39597 | 0.43197 | 0.46797 | 0.50396
2019-10-09 18:00 | 43747.75 | 0.004234 | 0.0056453 | 0.0070566 | 0.0084679 | 0.0098792 | 0.011291 | 0.012702 | 0.014113 | 0.015525 | 0.016936 | 0.018347 | 0.019758
2019-10-09 19:00 | 43747.7917 | 0 | 0 | 0 | 0 | 0 | 0 | 0 | 0 | 0 | 0 | 0 | 0
2019-10-09 20:00 | 43747.8333 | 0 | 0 | 0 | 0 | 0 | 0 | 0 | 0 | 0 | 0 | 0 | 0
2019-10-09 21:00 | 43747.875 | 0 | 0 | 0 | 0 | 0 | 0 | 0 | 0 | 0 | 0 | 0 | 0
2019-10-09 22:00 | 43747.9167 | 0 | 0 | 0 | 0 | 0 | 0 | 0 | 0 | 0 | 0 | 0 | 0
2019-10-09 23:00 | 43747.9583 | 0 | 0 | 0 | 0 | 0 | 0 | 0 | 0 | 0 | 0 | 0 | 0
2019-10-10 | 43748 | 0 | 0 | 0 | 0 | 0 | 0 | 0 | 0 | 0 | 0 | 0 | 0
2019-10-10 01:00 | 43748.0417 | 0 | 0 | 0 | 0 | 0 | 0 | 0 | 0 | 0 | 0 | 0 | 0
2019-10-10 02:00 | 43748.0833 | 0 | 0 | 0 | 0 | 0 | 0 | 0 | 0 | 0 | 0 | 0 | 0
2019-10-10 03:00 | 43748.125 | 0 | 0 | 0 | 0 | 0 | 0 | 0 | 0 | 0 | 0 | 0 | 0
2019-10-10 04:00 | 43748.1667 | 0 | 0 | 0 | 0 | 0 | 0 | 0 | 0 | 0 | 0 | 0 | 0
2019-10-10 05:00 | 43748.2083 | 0 | 0 | 0 | 0 | 0 | 0 | 0 | 0 | 0 | 0 | 0 | 0
2019-10-10 06:00 | 43748.25 | 0 | 0 | 0 | 0 | 0 | 0 | 0 | 0 | 0 | 0 | 0 | 0
2019-10-10 07:00 | 43748.2917 | 0.0029272 | 0.003903 | 0.0048787 | 0.0058545 | 0.0068302 | 0.007806 | 0.0087817 | 0.0097575 | 0.010733 | 0.011709 | 0.012685 | 0.01366
2019-10-10 08:00 | 43748.3333 | 0.52321 | 0.69761 | 0.87201 | 1.0464 | 1.2208 | 1.3952 | 1.5696 | 1.744 | 1.9184 | 2.0928 | 2.2672 | 2.4416
2019-10-10 09:00 | 43748.375 | 1.1814 | 1.5752 | 1.9691 | 2.3629 | 2.7567 | 3.1505 | 3.5443 | 3.9381 | 4.3319 | 4.7257 | 5.1195 | 5.5133
2019-10-10 10:00 | 43748.4167 | 1.7933 | 2.3911 | 2.9889 | 3.5866 | 4.1844 | 4.7822 | 5.38 | 5.9777 | 6.5755 | 7.1733 | 7.771 | 8.3688
2019-10-10 11:00 | 43748.4583 | 2.2667 | 3.0223 | 3.7779 | 4.5335 | 5.2891 | 6.0447 | 6.8002 | 7.5558 | 8.3114 | 9.067 | 9.8226 | 10.5782
2019-10-10 12:00 | 43748.5 | 2.4931 | 3.3241 | 4.1551 | 4.9862 | 5.8172 | 6.6482 | 7.4792 | 8.3103 | 9.1413 | 9.9723 | 10.8033 | 11.6344
2019-10-10 13:00 | 43748.5417 | 2.4711 | 3.2948 | 4.1185 | 4.9422 | 5.766 | 6.5897 | 7.4134 | 8.2371 | 9.0608 | 9.8845 | 10.7082 | 11.5319
2019-10-10 14:00 | 43748.5833 | 2.2882 | 3.051 | 3.8137 | 4.5765 | 5.3392 | 6.102 | 6.8647 | 7.6275 | 8.3902 | 9.153 | 9.9157 | 10.6785
2019-10-10 15:00 | 43748.625 | 1.8747 | 2.4995 | 3.1244 | 3.7493 | 4.3742 | 4.9991 | 5.624 | 6.2488 | 6.8737 | 7.4986 | 8.1235 | 8.7484
2019-10-10 16:00 | 43748.6667 | 1.3131 | 1.7508 | 2.1886 | 2.6263 | 3.064 | 3.5017 | 3.9394 | 4.3771 | 4.8148 | 5.2525 | 5.6903 | 6.128
2019-10-10 17:00 | 43748.7083 | 0.6029 | 0.80387 | 1.0048 | 1.2058 | 1.4068 | 1.6077 | 1.8087 | 2.0097 | 2.2106 | 2.4116 | 2.6126 | 2.8135
2019-10-10 18:00 | 43748.75 | 0.021076 | 0.028102 | 0.035127 | 0.042152 | 0.049178 | 0.056203 | 0.063229 | 0.070254 | 0.077279 | 0.084305 | 0.09133 | 0.098356
2019-10-10 19:00 | 43748.7917 | 0 | 0 | 0 | 0 | 0 | 0 | 0 | 0 | 0 | 0 | 0 | 0
2019-10-10 20:00 | 43748.8333 | 0 | 0 | 0 | 0 | 0 | 0 | 0 | 0 | 0 | 0 | 0 | 0
2019-10-10 21:00 | 43748.875 | 0 | 0 | 0 | 0 | 0 | 0 | 0 | 0 | 0 | 0 | 0 | 0
2019-10-10 22:00 | 43748.9167 | 0 | 0 | 0 | 0 | 0 | 0 | 0 | 0 | 0 | 0 | 0 | 0
2019-10-10 23:00 | 43748.9583 | 0 | 0 | 0 | 0 | 0 | 0 | 0 | 0 | 0 | 0 | 0 | 0
2019-10-11 | 43749 | 0 | 0 | 0 | 0 | 0 | 0 | 0 | 0 | 0 | 0 | 0 | 0
2019-10-11 01:00 | 43749.0417 | 0 | 0 | 0 | 0 | 0 | 0 | 0 | 0 | 0 | 0 | 0 | 0
2019-10-11 02:00 | 43749.0833 | 0 | 0 | 0 | 0 | 0 | 0 | 0 | 0 | 0 | 0 | 0 | 0
2019-10-11 03:00 | 43749.125 | 0 | 0 | 0 | 0 | 0 | 0 | 0 | 0 | 0 | 0 | 0 | 0
2019-10-11 04:00 | 43749.1667 | 0 | 0 | 0 | 0 | 0 | 0 | 0 | 0 | 0 | 0 | 0 | 0
2019-10-11 05:00 | 43749.2083 | 0 | 0 | 0 | 0 | 0 | 0 | 0 | 0 | 0 | 0 | 0 | 0
2019-10-11 06:00 | 43749.25 | 0 | 0 | 0 | 0 | 0 | 0 | 0 | 0 | 0 | 0 | 0 | 0
2019-10-11 07:00 | 43749.2917 | 0.0028372 | 0.003783 | 0.0047287 | 0.0056745 | 0.0066202 | 0.007566 | 0.0085117 | 0.0094575 | 0.010403 | 0.011349 | 0.012295 | 0.01324
2019-10-11 08:00 | 43749.3333 | 0.51813 | 0.69085 | 0.86356 | 1.0363 | 1.209 | 1.3817 | 1.5544 | 1.7271 | 1.8998 | 2.0725 | 2.2452 | 2.418
2019-10-11 09:00 | 43749.375 | 1.1868 | 1.5824 | 1.978 | 2.3736 | 2.7693 | 3.1649 | 3.5605 | 3.9561 | 4.3517 | 4.7473 | 5.1429 | 5.5385
2019-10-11 10:00 | 43749.4167 | 1.7556 | 2.3408 | 2.926 | 3.5113 | 4.0965 | 4.6817 | 5.2669 | 5.8521 | 6.4373 | 7.0225 | 7.6077 | 8.1929
2019-10-11 11:00 | 43749.4583 | 2.1963 | 2.9283 | 3.6604 | 4.3925 | 5.1246 | 5.8567 | 6.5888 | 7.3209 | 8.053 | 8.785 | 9.5171 | 10.2492
2019-10-11 12:00 | 43749.5 | 2.3616 | 3.1488 | 3.936 | 4.7232 | 5.5104 | 6.2976 | 7.0848 | 7.872 | 8.6592 | 9.4464 | 10.2336 | 11.0208
2019-10-11 13:00 | 43749.5417 | 2.3779 | 3.1705 | 3.9631 | 4.7557 | 5.5483 | 6.3409 | 7.1336 | 7.9262 | 8.7188 | 9.5114 | 10.304 | 11.0967
2019-10-11 14:00 | 43749.5833 | 2.2224 | 2.9632 | 3.704 | 4.4448 | 5.1856 | 5.9263 | 6.6671 | 7.4079 | 8.1487 | 8.8895 | 9.6303 | 10.3711
2019-10-11 15:00 | 43749.625 | 1.8606 | 2.4808 | 3.101 | 3.7212 | 4.3414 | 4.9616 | 5.5818 | 6.202 | 6.8222 | 7.4424 | 8.0626 | 8.6828
2019-10-11 16:00 | 43749.6667 | 1.2853 | 1.7138 | 2.1422 | 2.5707 | 2.9991 | 3.4276 | 3.856 | 4.2844 | 4.7129 | 5.1413 | 5.5698 | 5.9982
2019-10-11 17:00 | 43749.7083 | 0.54802 | 0.73069 | 0.91336 | 1.096 | 1.2787 | 1.4614 | 1.6441 | 1.8267 | 2.0094 | 2.1921 | 2.3747 | 2.5574
2019-10-11 18:00 | 43749.75 | 0.015482 | 0.020642 | 0.025803 | 0.030963 | 0.036124 | 0.041284 | 0.046445 | 0.051605 | 0.056766 | 0.061927 | 0.067087 | 0.072248
2019-10-11 19:00 | 43749.7917 | 0 | 0 | 0 | 0 | 0 | 0 | 0 | 0 | 0 | 0 | 0 | 0
2019-10-11 20:00 | 43749.8333 | 0 | 0 | 0 | 0 | 0 | 0 | 0 | 0 | 0 | 0 | 0 | 0
2019-10-11 21:00 | 43749.875 | 0 | 0 | 0 | 0 | 0 | 0 | 0 | 0 | 0 | 0 | 0 | 0
2019-10-11 22:00 | 43749.9167 | 0 | 0 | 0 | 0 | 0 | 0 | 0 | 0 | 0 | 0 | 0 | 0
2019-10-11 23:00 | 43749.9583 | 0 | 0 | 0 | 0 | 0 | 0 | 0 | 0 | 0 | 0 | 0 | 0
2019-10-12 | 43750 | 0 | 0 | 0 | 0 | 0 | 0 | 0 | 0 | 0 | 0 | 0 | 0
2019-10-12 01:00 | 43750.0417 | 0 | 0 | 0 | 0 | 0 | 0 | 0 | 0 | 0 | 0 | 0 | 0
2019-10-12 02:00 | 43750.0833 | 0 | 0 | 0 | 0 | 0 | 0 | 0 | 0 | 0 | 0 | 0 | 0
2019-10-12 03:00 | 43750.125 | 0 | 0 | 0 | 0 | 0 | 0 | 0 | 0 | 0 | 0 | 0 | 0
2019-10-12 04:00 | 43750.1667 | 0 | 0 | 0 | 0 | 0 | 0 | 0 | 0 | 0 | 0 | 0 | 0
2019-10-12 05:00 | 43750.2083 | 0 | 0 | 0 | 0 | 0 | 0 | 0 | 0 | 0 | 0 | 0 | 0
2019-10-12 06:00 | 43750.25 | 0 | 0 | 0 | 0 | 0 | 0 | 0 | 0 | 0 | 0 | 0 | 0
2019-10-12 07:00 | 43750.2917 | 0.0012813 | 0.0017083 | 0.0021354 | 0.0025625 | 0.0029896 | 0.0034167 | 0.0038438 | 0.0042708 | 0.0046979 | 0.005125 | 0.0055521 | 0.0059792
2019-10-12 08:00 | 43750.3333 | 0.13176 | 0.17568 | 0.21959 | 0.26351 | 0.30743 | 0.35135 | 0.39527 | 0.43919 | 0.48311 | 0.52703 | 0.57095 | 0.61486
2019-10-12 09:00 | 43750.375 | 0.34136 | 0.45515 | 0.56894 | 0.68273 | 0.79651 | 0.9103 | 1.0241 | 1.1379 | 1.2517 | 1.3655 | 1.4792 | 1.593
2019-10-12 10:00 | 43750.4167 | 0.50593 | 0.67457 | 0.84321 | 1.0119 | 1.1805 | 1.3491 | 1.5178 | 1.6864 | 1.8551 | 2.0237 | 2.1924 | 2.361
2019-10-12 11:00 | 43750.4583 | 1.1417 | 1.5223 | 1.9029 | 2.2835 | 2.6641 | 3.0446 | 3.4252 | 3.8058 | 4.1864 | 4.567 | 4.9476 | 5.3281
2019-10-12 12:00 | 43750.5 | 1.0614 | 1.4152 | 1.769 | 2.1228 | 2.4766 | 2.8304 | 3.1842 | 3.538 | 3.8918 | 4.2456 | 4.5994 | 4.9532
2019-10-12 13:00 | 43750.5417 | 0.99475 | 1.3263 | 1.6579 | 1.9895 | 2.3211 | 2.6527 | 2.9843 | 3.3158 | 3.6474 | 3.979 | 4.3106 | 4.6422
2019-10-12 14:00 | 43750.5833 | 1.6534 | 2.2045 | 2.7556 | 3.3068 | 3.8579 | 4.409 | 4.9602 | 5.5113 | 6.0624 | 6.6136 | 7.1647 | 7.7158
2019-10-12 15:00 | 43750.625 | 2.0879 | 2.7839 | 3.4799 | 4.1758 | 4.8718 | 5.5678 | 6.2637 | 6.9597 | 7.6557 | 8.3517 | 9.0476 | 9.7436
2019-10-12 16:00 | 43750.6667 | 1.5025 | 2.0033 | 2.5042 | 3.005 | 3.5058 | 4.0067 | 4.5075 | 5.0083 | 5.5092 | 6.01 | 6.5109 | 7.0117
2019-10-12 17:00 | 43750.7083 | 0.62271 | 0.83027 | 1.0378 | 1.2454 | 1.453 | 1.6605 | 1.8681 | 2.0757 | 2.2833 | 2.4908 | 2.6984 | 2.906
2019-10-12 18:00 | 43750.75 | 0.043727 | 0.058303 | 0.072878 | 0.087454 | 0.10203 | 0.11661 | 0.13118 | 0.14576 | 0.16033 | 0.17491 | 0.18948 | 0.20406
2019-10-12 19:00 | 43750.7917 | 0 | 0 | 0 | 0 | 0 | 0 | 0 | 0 | 0 | 0 | 0 | 0
2019-10-12 20:00 | 43750.8333 | 0 | 0 | 0 | 0 | 0 | 0 | 0 | 0 | 0 | 0 | 0 | 0
2019-10-12 21:00 | 43750.875 | 0 | 0 | 0 | 0 | 0 | 0 | 0 | 0 | 0 | 0 | 0 | 0
2019-10-12 22:00 | 43750.9167 | 0 | 0 | 0 | 0 | 0 | 0 | 0 | 0 | 0 | 0 | 0 | 0
2019-10-12 23:00 | 43750.9583 | 0 | 0 | 0 | 0 | 0 | 0 | 0 | 0 | 0 | 0 | 0 | 0
2019-10-13 | 43751 | 0 | 0 | 0 | 0 | 0 | 0 | 0 | 0 | 0 | 0 | 0 | 0
2019-10-13 01:00 | 43751.0417 | 0 | 0 | 0 | 0 | 0 | 0 | 0 | 0 | 0 | 0 | 0 | 0
2019-10-13 02:00 | 43751.0833 | 0 | 0 | 0 | 0 | 0 | 0 | 0 | 0 | 0 | 0 | 0 | 0
2019-10-13 03:00 | 43751.125 | 0 | 0 | 0 | 0 | 0 | 0 | 0 | 0 | 0 | 0 | 0 | 0
2019-10-13 04:00 | 43751.1667 | 0 | 0 | 0 | 0 | 0 | 0 | 0 | 0 | 0 | 0 | 0 | 0
2019-10-13 05:00 | 43751.2083 | 0 | 0 | 0 | 0 | 0 | 0 | 0 | 0 | 0 | 0 | 0 | 0
2019-10-13 06:00 | 43751.25 | 0 | 0 | 0 | 0 | 0 | 0 | 0 | 0 | 0 | 0 | 0 | 0
2019-10-13 07:00 | 43751.2917 | 0.0012595 | 0.0016794 | 0.0020992 | 0.0025191 | 0.0029389 | 0.0033588 | 0.0037786 | 0.0041985 | 0.0046183 | 0.0050382 | 0.005458 | 0.0058779
2019-10-13 08:00 | 43751.3333 | 0.0157 | 0.020933 | 0.026166 | 0.0314 | 0.036633 | 0.041866 | 0.047099 | 0.052333 | 0.057566 | 0.062799 | 0.068032 | 0.073266
2019-10-13 09:00 | 43751.375 | 0.044591 | 0.059455 | 0.074318 | 0.089182 | 0.10405 | 0.11891 | 0.13377 | 0.14864 | 0.1635 | 0.17836 | 0.19323 | 0.20809
2019-10-13 10:00 | 43751.4167 | 0.073143 | 0.097524 | 0.1219 | 0.14629 | 0.17067 | 0.19505 | 0.21943 | 0.24381 | 0.26819 | 0.29257 | 0.31695 | 0.34133
2019-10-13 11:00 | 43751.4583 | 0.095839 | 0.12779 | 0.15973 | 0.19168 | 0.22362 | 0.25557 | 0.28752 | 0.31946 | 0.35141 | 0.38336 | 0.4153 | 0.44725
2019-10-13 12:00 | 43751.5 | 0.1096 | 0.14614 | 0.18267 | 0.2192 | 0.25574 | 0.29227 | 0.3288 | 0.36534 | 0.40187 | 0.43841 | 0.47494 | 0.51147
2019-10-13 13:00 | 43751.5417 | 1.2109 | 1.6145 | 2.0181 | 2.4217 | 2.8253 | 3.2289 | 3.6326 | 4.0362 | 4.4398 | 4.8434 | 5.247 | 5.6507
2019-10-13 14:00 | 43751.5833 | 1.0561 | 1.4081 | 1.7601 | 2.1121 | 2.4642 | 2.8162 | 3.1682 | 3.5202 | 3.8723 | 4.2243 | 4.5763 | 4.9283
2019-10-13 15:00 | 43751.625 | 0.85026 | 1.1337 | 1.4171 | 1.7005 | 1.9839 | 2.2674 | 2.5508 | 2.8342 | 3.1176 | 3.4011 | 3.6845 | 3.9679
2019-10-13 16:00 | 43751.6667 | 0.5559 | 0.7412 | 0.9265 | 1.1118 | 1.2971 | 1.4824 | 1.6677 | 1.853 | 2.0383 | 2.2236 | 2.4089 | 2.5942
2019-10-13 17:00 | 43751.7083 | 0.27078 | 0.36104 | 0.4513 | 0.54156 | 0.63181 | 0.72207 | 0.81233 | 0.90259 | 0.99285 | 1.0831 | 1.1734 | 1.2636
2019-10-13 18:00 | 43751.75 | 0.0074741 | 0.0099654 | 0.012457 | 0.014948 | 0.017439 | 0.019931 | 0.022422 | 0.024914 | 0.027405 | 0.029896 | 0.032388 | 0.034879
2019-10-13 19:00 | 43751.7917 | 0 | 0 | 0 | 0 | 0 | 0 | 0 | 0 | 0 | 0 | 0 | 0
2019-10-13 20:00 | 43751.8333 | 0 | 0 | 0 | 0 | 0 | 0 | 0 | 0 | 0 | 0 | 0 | 0
2019-10-13 21:00 | 43751.875 | 0 | 0 | 0 | 0 | 0 | 0 | 0 | 0 | 0 | 0 | 0 | 0
2019-10-13 22:00 | 43751.9167 | 0 | 0 | 0 | 0 | 0 | 0 | 0 | 0 | 0 | 0 | 0 | 0
2019-10-13 23:00 | 43751.9583 | 0 | 0 | 0 | 0 | 0 | 0 | 0 | 0 | 0 | 0 | 0 | 0
2019-10-14 | 43752 | 0 | 0 | 0 | 0 | 0 | 0 | 0 | 0 | 0 | 0 | 0 | 0
2019-10-14 01:00 | 43752.0417 | 0 | 0 | 0 | 0 | 0 | 0 | 0 | 0 | 0 | 0 | 0 | 0
2019-10-14 02:00 | 43752.0833 | 0 | 0 | 0 | 0 | 0 | 0 | 0 | 0 | 0 | 0 | 0 | 0
2019-10-14 03:00 | 43752.125 | 0 | 0 | 0 | 0 | 0 | 0 | 0 | 0 | 0 | 0 | 0 | 0
2019-10-14 04:00 | 43752.1667 | 0 | 0 | 0 | 0 | 0 | 0 | 0 | 0 | 0 | 0 | 0 | 0
2019-10-14 05:00 | 43752.2083 | 0 | 0 | 0 | 0 | 0 | 0 | 0 | 0 | 0 | 0 | 0 | 0
2019-10-14 06:00 | 43752.25 | 0 | 0 | 0 | 0 | 0 | 0 | 0 | 0 | 0 | 0 | 0 | 0
2019-10-14 07:00 | 43752.2917 | 0.0012688 | 0.0016918 | 0.0021147 | 0.0025377 | 0.0029606 | 0.0033836 | 0.0038065 | 0.0042295 | 0.0046524 | 0.0050754 | 0.0054983 | 0.0059213
2019-10-14 08:00 | 43752.3333 | 0.0218 | 0.029067 | 0.036334 | 0.043601 | 0.050867 | 0.058134 | 0.065401 | 0.072668 | 0.079934 | 0.087201 | 0.094468 | 0.10173
2019-10-14 09:00 | 43752.375 | 0.049427 | 0.065903 | 0.082379 | 0.098855 | 0.11533 | 0.13181 | 0.14828 | 0.16476 | 0.18123 | 0.19771 | 0.21419 | 0.23066
2019-10-14 10:00 | 43752.4167 | 0.30489 | 0.40652 | 0.50815 | 0.60977 | 0.7114 | 0.81303 | 0.91466 | 1.0163 | 1.1179 | 1.2195 | 1.3212 | 1.4228
2019-10-14 11:00 | 43752.4583 | 0.31035 | 0.41379 | 0.51724 | 0.62069 | 0.72414 | 0.82759 | 0.93104 | 1.0345 | 1.1379 | 1.2414 | 1.3448 | 1.4483
2019-10-14 12:00 | 43752.5 | 0.14705 | 0.19607 | 0.24509 | 0.2941 | 0.34312 | 0.39214 | 0.44115 | 0.49017 | 0.53919 | 0.5882 | 0.63722 | 0.68624
2019-10-14 13:00 | 43752.5417 | 1.549 | 2.0653 | 2.5817 | 3.098 | 3.6144 | 4.1307 | 4.647 | 5.1634 | 5.6797 | 6.196 | 6.7124 | 7.2287
2019-10-14 14:00 | 43752.5833 | 1.2861 | 1.7147 | 2.1434 | 2.5721 | 3.0008 | 3.4295 | 3.8582 | 4.2869 | 4.7156 | 5.1442 | 5.5729 | 6.0016
2019-10-14 15:00 | 43752.625 | 0.95165 | 1.2689 | 1.5861 | 1.9033 | 2.2205 | 2.5377 | 2.855 | 3.1722 | 3.4894 | 3.8066 | 4.1238 | 4.441
2019-10-14 16:00 | 43752.6667 | 0.89981 | 1.1998 | 1.4997 | 1.7996 | 2.0996 | 2.3995 | 2.6994 | 2.9994 | 3.2993 | 3.5993 | 3.8992 | 4.1991
2019-10-14 17:00 | 43752.7083 | 0.28357 | 0.37809 | 0.47261 | 0.56713 | 0.66166 | 0.75618 | 0.8507 | 0.94522 | 1.0397 | 1.1343 | 1.2288 | 1.3233
2019-10-14 18:00 | 43752.75 | 0.0026033 | 0.003471 | 0.0043388 | 0.0052065 | 0.0060743 | 0.006942 | 0.0078098 | 0.0086775 | 0.0095453 | 0.010413 | 0.011281 | 0.012149
2019-10-14 19:00 | 43752.7917 | 0 | 0 | 0 | 0 | 0 | 0 | 0 | 0 | 0 | 0 | 0 | 0
2019-10-14 20:00 | 43752.8333 | 0 | 0 | 0 | 0 | 0 | 0 | 0 | 0 | 0 | 0 | 0 | 0
2019-10-14 21:00 | 43752.875 | 0 | 0 | 0 | 0 | 0 | 0 | 0 | 0 | 0 | 0 | 0 | 0
2019-10-14 22:00 | 43752.9167 | 0 | 0 | 0 | 0 | 0 | 0 | 0 | 0 | 0 | 0 | 0 | 0
2019-10-14 23:00 | 43752.9583 | 0 | 0 | 0 | 0 | 0 | 0 | 0 | 0 | 0 | 0 | 0 | 0
2019-10-15 | 43753 | 0 | 0 | 0 | 0 | 0 | 0 | 0 | 0 | 0 | 0 | 0 | 0
2019-10-15 01:00 | 43753.0417 | 0 | 0 | 0 | 0 | 0 | 0 | 0 | 0 | 0 | 0 | 0 | 0
2019-10-15 02:00 | 43753.0833 | 0 | 0 | 0 | 0 | 0 | 0 | 0 | 0 | 0 | 0 | 0 | 0
2019-10-15 03:00 | 43753.125 | 0 | 0 | 0 | 0 | 0 | 0 | 0 | 0 | 0 | 0 | 0 | 0
2019-10-15 04:00 | 43753.1667 | 0 | 0 | 0 | 0 | 0 | 0 | 0 | 0 | 0 | 0 | 0 | 0
2019-10-15 05:00 | 43753.2083 | 0 | 0 | 0 | 0 | 0 | 0 | 0 | 0 | 0 | 0 | 0 | 0
2019-10-15 06:00 | 43753.25 | 0 | 0 | 0 | 0 | 0 | 0 | 0 | 0 | 0 | 0 | 0 | 0
2019-10-15 07:00 | 43753.2917 | 0.0012859 | 0.0017145 | 0.0021432 | 0.0025718 | 0.0030005 | 0.0034291 | 0.0038577 | 0.0042864 | 0.004715 | 0.0051436 | 0.0055723 | 0.0060009
2019-10-15 08:00 | 43753.3333 | 0.14835 | 0.1978 | 0.24724 | 0.29669 | 0.34614 | 0.39559 | 0.44504 | 0.49449 | 0.54394 | 0.59339 | 0.64284 | 0.69229
2019-10-15 09:00 | 43753.375 | 0.38325 | 0.511 | 0.63875 | 0.7665 | 0.89425 | 1.022 | 1.1498 | 1.2775 | 1.4053 | 1.533 | 1.6608 | 1.7885
2019-10-15 10:00 | 43753.4167 | 0.59619 | 0.79492 | 0.99365 | 1.1924 | 1.3911 | 1.5898 | 1.7886 | 1.9873 | 2.186 | 2.3848 | 2.5835 | 2.7822
2019-10-15 11:00 | 43753.4583 | 0.71745 | 0.9566 | 1.1958 | 1.4349 | 1.6741 | 1.9132 | 2.1524 | 2.3915 | 2.6307 | 2.8698 | 3.109 | 3.3481
2019-10-15 12:00 | 43753.5 | 0.75506 | 1.0067 | 1.2584 | 1.5101 | 1.7618 | 2.0135 | 2.2652 | 2.5169 | 2.7686 | 3.0202 | 3.2719 | 3.5236
2019-10-15 13:00 | 43753.5417 | 0.70344 | 0.93792 | 1.1724 | 1.4069 | 1.6414 | 1.8758 | 2.1103 | 2.3448 | 2.5793 | 2.8138 | 3.0483 | 3.2827
2019-10-15 14:00 | 43753.5833 | 0.60674 | 0.80898 | 1.0112 | 1.2135 | 1.4157 | 1.618 | 1.8202 | 2.0225 | 2.2247 | 2.4269 | 2.6292 | 2.8314
2019-10-15 15:00 | 43753.625 | 0.53774 | 0.71699 | 0.89624 | 1.0755 | 1.2547 | 1.434 | 1.6132 | 1.7925 | 1.9717 | 2.151 | 2.3302 | 2.5095
2019-10-15 16:00 | 43753.6667 | 0.34824 | 0.46432 | 0.5804 | 0.69647 | 0.81255 | 0.92863 | 1.0447 | 1.1608 | 1.2769 | 1.3929 | 1.509 | 1.6251
2019-10-15 17:00 | 43753.7083 | 0.18818 | 0.25091 | 0.31363 | 0.37636 | 0.43909 | 0.50181 | 0.56454 | 0.62727 | 0.68999 | 0.75272 | 0.81545 | 0.87817
2019-10-15 18:00 | 43753.75 | 0.0026523 | 0.0035364 | 0.0044205 | 0.0053046 | 0.0061886 | 0.0070727 | 0.0079568 | 0.0088409 | 0.009725 | 0.010609 | 0.011493 | 0.012377
2019-10-15 19:00 | 43753.7917 | 0 | 0 | 0 | 0 | 0 | 0 | 0 | 0 | 0 | 0 | 0 | 0
2019-10-15 20:00 | 43753.8333 | 0 | 0 | 0 | 0 | 0 | 0 | 0 | 0 | 0 | 0 | 0 | 0
2019-10-15 21:00 | 43753.875 | 0 | 0 | 0 | 0 | 0 | 0 | 0 | 0 | 0 | 0 | 0 | 0
2019-10-15 22:00 | 43753.9167 | 0 | 0 | 0 | 0 | 0 | 0 | 0 | 0 | 0 | 0 | 0 | 0
2019-10-15 23:00 | 43753.9583 | 0 | 0 | 0 | 0 | 0 | 0 | 0 | 0 | 0 | 0 | 0 | 0
2019-10-16 | 43754 | 0 | 0 | 0 | 0 | 0 | 0 | 0 | 0 | 0 | 0 | 0 | 0
2019-10-16 01:00 | 43754.0417 | 0 | 0 | 0 | 0 | 0 | 0 | 0 | 0 | 0 | 0 | 0 | 0
2019-10-16 02:00 | 43754.0833 | 0 | 0 | 0 | 0 | 0 | 0 | 0 | 0 | 0 | 0 | 0 | 0
2019-10-16 03:00 | 43754.125 | 0 | 0 | 0 | 0 | 0 | 0 | 0 | 0 | 0 | 0 | 0 | 0
2019-10-16 04:00 | 43754.1667 | 0 | 0 | 0 | 0 | 0 | 0 | 0 | 0 | 0 | 0 | 0 | 0
2019-10-16 05:00 | 43754.2083 | 0 | 0 | 0 | 0 | 0 | 0 | 0 | 0 | 0 | 0 | 0 | 0
2019-10-16 06:00 | 43754.25 | 0 | 0 | 0 | 0 | 0 | 0 | 0 | 0 | 0 | 0 | 0 | 0
2019-10-16 07:00 | 43754.2917 | 0.0014205 | 0.0018939 | 0.0023674 | 0.0028409 | 0.0033144 | 0.0037879 | 0.0042614 | 0.0047349 | 0.0052084 | 0.0056818 | 0.0061553 | 0.0066288
2019-10-16 08:00 | 43754.3333 | 0.41292 | 0.55055 | 0.68819 | 0.82583 | 0.96347 | 1.1011 | 1.2387 | 1.3764 | 1.514 | 1.6517 | 1.7893 | 1.9269
2019-10-16 09:00 | 43754.375 | 1.0701 | 1.4268 | 1.7835 | 2.1402 | 2.4969 | 2.8536 | 3.2103 | 3.5671 | 3.9238 | 4.2805 | 4.6372 | 4.9939
2019-10-16 10:00 | 43754.4167 | 1.7227 | 2.2969 | 2.8712 | 3.4454 | 4.0196 | 4.5939 | 5.1681 | 5.7423 | 6.3166 | 6.8908 | 7.465 | 8.0393
2019-10-16 11:00 | 43754.4583 | 2.1584 | 2.8778 | 3.5973 | 4.3168 | 5.0362 | 5.7557 | 6.4751 | 7.1946 | 7.9141 | 8.6335 | 9.353 | 10.0725
2019-10-16 12:00 | 43754.5 | 2.2691 | 3.0254 | 3.7818 | 4.5382 | 5.2945 | 6.0509 | 6.8073 | 7.5636 | 8.32 | 9.0763 | 9.8327 | 10.5891
2019-10-16 13:00 | 43754.5417 | 2.3917 | 3.1889 | 3.9861 | 4.7834 | 5.5806 | 6.3778 | 7.1751 | 7.9723 | 8.7695 | 9.5667 | 10.364 | 11.1612
2019-10-16 14:00 | 43754.5833 | 2.303 | 3.0706 | 3.8383 | 4.6059 | 5.3736 | 6.1412 | 6.9089 | 7.6765 | 8.4442 | 9.2118 | 9.9795 | 10.7471
2019-10-16 15:00 | 43754.625 | 1.8638 | 2.4851 | 3.1064 | 3.7277 | 4.349 | 4.9703 | 5.5915 | 6.2128 | 6.8341 | 7.4554 | 8.0767 | 8.698
2019-10-16 16:00 | 43754.6667 | 1.216 | 1.6213 | 2.0267 | 2.432 | 2.8373 | 3.2427 | 3.648 | 4.0533 | 4.4587 | 4.864 | 5.2693 | 5.6747
2019-10-16 17:00 | 43754.7083 | 0.47496 | 0.63328 | 0.7916 | 0.94993 | 1.1082 | 1.2666 | 1.4249 | 1.5832 | 1.7415 | 1.8999 | 2.0582 | 2.2165
2019-10-16 18:00 | 43754.75 | 0.0043629 | 0.0058172 | 0.0072715 | 0.0087258 | 0.01018 | 0.011634 | 0.013089 | 0.014543 | 0.015997 | 0.017452 | 0.018906 | 0.02036
2019-10-16 19:00 | 43754.7917 | 0 | 0 | 0 | 0 | 0 | 0 | 0 | 0 | 0 | 0 | 0 | 0
2019-10-16 20:00 | 43754.8333 | 0 | 0 | 0 | 0 | 0 | 0 | 0 | 0 | 0 | 0 | 0 | 0
2019-10-16 21:00 | 43754.875 | 0 | 0 | 0 | 0 | 0 | 0 | 0 | 0 | 0 | 0 | 0 | 0
2019-10-16 22:00 | 43754.9167 | 0 | 0 | 0 | 0 | 0 | 0 | 0 | 0 | 0 | 0 | 0 | 0
2019-10-16 23:00 | 43754.9583 | 0 | 0 | 0 | 0 | 0 | 0 | 0 | 0 | 0 | 0 | 0 | 0
2019-10-17 | 43755 | 0 | 0 | 0 | 0 | 0 | 0 | 0 | 0 | 0 | 0 | 0 | 0
2019-10-17 01:00 | 43755.0417 | 0 | 0 | 0 | 0 | 0 | 0 | 0 | 0 | 0 | 0 | 0 | 0
2019-10-17 02:00 | 43755.0833 | 0 | 0 | 0 | 0 | 0 | 0 | 0 | 0 | 0 | 0 | 0 | 0
2019-10-17 03:00 | 43755.125 | 0 | 0 | 0 | 0 | 0 | 0 | 0 | 0 | 0 | 0 | 0 | 0
2019-10-17 04:00 | 43755.1667 | 0 | 0 | 0 | 0 | 0 | 0 | 0 | 0 | 0 | 0 | 0 | 0
2019-10-17 05:00 | 43755.2083 | 0 | 0 | 0 | 0 | 0 | 0 | 0 | 0 | 0 | 0 | 0 | 0
2019-10-17 06:00 | 43755.25 | 0 | 0 | 0 | 0 | 0 | 0 | 0 | 0 | 0 | 0 | 0 | 0
2019-10-17 07:00 | 43755.2917 | 0 | 0 | 0 | 0 | 0 | 0 | 0 | 0 | 0 | 0 | 0 | 0
2019-10-17 08:00 | 43755.3333 | 0.059175 | 0.0789 | 0.098625 | 0.11835 | 0.13807 | 0.1578 | 0.17752 | 0.19725 | 0.21697 | 0.2367 | 0.25642 | 0.27615
2019-10-17 09:00 | 43755.375 | 0.17014 | 0.22686 | 0.28357 | 0.34029 | 0.397 | 0.45372 | 0.51043 | 0.56715 | 0.62386 | 0.68058 | 0.73729 | 0.79401
2019-10-17 10:00 | 43755.4167 | 0.20841 | 0.27788 | 0.34735 | 0.41682 | 0.4863 | 0.55577 | 0.62524 | 0.69471 | 0.76418 | 0.83365 | 0.90312 | 0.97259
2019-10-17 11:00 | 43755.4583 | 0.27724 | 0.36966 | 0.46207 | 0.55449 | 0.6469 | 0.73931 | 0.83173 | 0.92414 | 1.0166 | 1.109 | 1.2014 | 1.2938
2019-10-17 12:00 | 43755.5 | 0.35781 | 0.47707 | 0.59634 | 0.71561 | 0.83488 | 0.95415 | 1.0734 | 1.1927 | 1.312 | 1.4312 | 1.5505 | 1.6698
2019-10-17 13:00 | 43755.5417 | 0.31093 | 0.41458 | 0.51822 | 0.62187 | 0.72551 | 0.82916 | 0.9328 | 1.0364 | 1.1401 | 1.2437 | 1.3474 | 1.451
2019-10-17 14:00 | 43755.5833 | 0.28675 | 0.38234 | 0.47792 | 0.57351 | 0.66909 | 0.76468 | 0.86026 | 0.95585 | 1.0514 | 1.147 | 1.2426 | 1.3382
2019-10-17 15:00 | 43755.625 | 0.26856 | 0.35808 | 0.4476 | 0.53712 | 0.62665 | 0.71617 | 0.80569 | 0.89521 | 0.98473 | 1.0742 | 1.1638 | 1.2533
2019-10-17 16:00 | 43755.6667 | 0.17537 | 0.23383 | 0.29229 | 0.35075 | 0.40921 | 0.46767 | 0.52612 | 0.58458 | 0.64304 | 0.7015 | 0.75996 | 0.81841
2019-10-17 17:00 | 43755.7083 | 0.081912 | 0.10922 | 0.13652 | 0.16382 | 0.19113 | 0.21843 | 0.24574 | 0.27304 | 0.30035 | 0.32765 | 0.35495 | 0.38226
2019-10-17 18:00 | 43755.75 | 0.0027785 | 0.0037046 | 0.0046308 | 0.005557 | 0.0064831 | 0.0074093 | 0.0083355 | 0.0092616 | 0.010188 | 0.011114 | 0.01204 | 0.012966
2019-10-17 19:00 | 43755.7917 | 0 | 0 | 0 | 0 | 0 | 0 | 0 | 0 | 0 | 0 | 0 | 0
2019-10-17 20:00 | 43755.8333 | 0 | 0 | 0 | 0 | 0 | 0 | 0 | 0 | 0 | 0 | 0 | 0
2019-10-17 21:00 | 43755.875 | 0 | 0 | 0 | 0 | 0 | 0 | 0 | 0 | 0 | 0 | 0 | 0
2019-10-17 22:00 | 43755.9167 | 0 | 0 | 0 | 0 | 0 | 0 | 0 | 0 | 0 | 0 | 0 | 0
2019-10-17 23:00 | 43755.9583 | 0 | 0 | 0 | 0 | 0 | 0 | 0 | 0 | 0 | 0 | 0 | 0
2019-10-18 | 43756 | 0 | 0 | 0 | 0 | 0 | 0 | 0 | 0 | 0 | 0 | 0 | 0
2019-10-18 01:00 | 43756.0417 | 0 | 0 | 0 | 0 | 0 | 0 | 0 | 0 | 0 | 0 | 0 | 0
2019-10-18 02:00 | 43756.0833 | 0 | 0 | 0 | 0 | 0 | 0 | 0 | 0 | 0 | 0 | 0 | 0
2019-10-18 03:00 | 43756.125 | 0 | 0 | 0 | 0 | 0 | 0 | 0 | 0 | 0 | 0 | 0 | 0
2019-10-18 04:00 | 43756.1667 | 0 | 0 | 0 | 0 | 0 | 0 | 0 | 0 | 0 | 0 | 0 | 0
2019-10-18 05:00 | 43756.2083 | 0 | 0 | 0 | 0 | 0 | 0 | 0 | 0 | 0 | 0 | 0 | 0
2019-10-18 06:00 | 43756.25 | 0 | 0 | 0 | 0 | 0 | 0 | 0 | 0 | 0 | 0 | 0 | 0
2019-10-18 07:00 | 43756.2917 | 0.0013859 | 0.0018478 | 0.0023098 | 0.0027717 | 0.0032337 | 0.0036956 | 0.0041576 | 0.0046195 | 0.0050815 | 0.0055435 | 0.0060054 | 0.0064674
2019-10-18 08:00 | 43756.3333 | 0.35847 | 0.47797 | 0.59746 | 0.71695 | 0.83644 | 0.95593 | 1.0754 | 1.1949 | 1.3144 | 1.4339 | 1.5534 | 1.6729
2019-10-18 09:00 | 43756.375 | 0.88569 | 1.1809 | 1.4761 | 1.7714 | 2.0666 | 2.3618 | 2.6571 | 2.9523 | 3.2475 | 3.5427 | 3.838 | 4.1332
2019-10-18 10:00 | 43756.4167 | 1.3852 | 1.8469 | 2.3086 | 2.7703 | 3.2321 | 3.6938 | 4.1555 | 4.6172 | 5.079 | 5.5407 | 6.0024 | 6.4641
2019-10-18 11:00 | 43756.4583 | 1.7666 | 2.3554 | 2.9443 | 3.5331 | 4.122 | 4.7108 | 5.2997 | 5.8885 | 6.4774 | 7.0662 | 7.6551 | 8.2439
2019-10-18 12:00 | 43756.5 | 1.8857 | 2.5142 | 3.1428 | 3.7714 | 4.3999 | 5.0285 | 5.657 | 6.2856 | 6.9141 | 7.5427 | 8.1713 | 8.7998
2019-10-18 13:00 | 43756.5417 | 1.8722 | 2.4962 | 3.1203 | 3.7444 | 4.3684 | 4.9925 | 5.6165 | 6.2406 | 6.8647 | 7.4887 | 8.1128 | 8.7368
2019-10-18 14:00 | 43756.5833 | 1.6043 | 2.139 | 2.6738 | 3.2086 | 3.7433 | 4.2781 | 4.8128 | 5.3476 | 5.8823 | 6.4171 | 6.9519 | 7.4866
2019-10-18 15:00 | 43756.625 | 1.2838 | 1.7117 | 2.1397 | 2.5676 | 2.9955 | 3.4235 | 3.8514 | 4.2793 | 4.7073 | 5.1352 | 5.5631 | 5.9911
2019-10-18 16:00 | 43756.6667 | 0.83134 | 1.1085 | 1.3856 | 1.6627 | 1.9398 | 2.2169 | 2.494 | 2.7711 | 3.0483 | 3.3254 | 3.6025 | 3.8796
2019-10-18 17:00 | 43756.7083 | 0.34013 | 0.45351 | 0.56689 | 0.68027 | 0.79365 | 0.90703 | 1.0204 | 1.1338 | 1.2472 | 1.3605 | 1.4739 | 1.5873
2019-10-18 18:00 | 43756.75 | 0.001204 | 0.0016053 | 0.0020067 | 0.002408 | 0.0028093 | 0.0032106 | 0.003612 | 0.0040133 | 0.0044146 | 0.004816 | 0.0052173 | 0.0056186
2019-10-18 19:00 | 43756.7917 | 0 | 0 | 0 | 0 | 0 | 0 | 0 | 0 | 0 | 0 | 0 | 0
2019-10-18 20:00 | 43756.8333 | 0 | 0 | 0 | 0 | 0 | 0 | 0 | 0 | 0 | 0 | 0 | 0
2019-10-18 21:00 | 43756.875 | 0 | 0 | 0 | 0 | 0 | 0 | 0 | 0 | 0 | 0 | 0 | 0
2019-10-18 22:00 | 43756.9167 | 0 | 0 | 0 | 0 | 0 | 0 | 0 | 0 | 0 | 0 | 0 | 0
2019-10-18 23:00 | 43756.9583 | 0 | 0 | 0 | 0 | 0 | 0 | 0 | 0 | 0 | 0 | 0 | 0
2019-10-19 | 43757 | 0 | 0 | 0 | 0 | 0 | 0 | 0 | 0 | 0 | 0 | 0 | 0
2019-10-19 01:00 | 43757.0417 | 0 | 0 | 0 | 0 | 0 | 0 | 0 | 0 | 0 | 0 | 0 | 0
2019-10-19 02:00 | 43757.0833 | 0 | 0 | 0 | 0 | 0 | 0 | 0 | 0 | 0 | 0 | 0 | 0
2019-10-19 03:00 | 43757.125 | 0 | 0 | 0 | 0 | 0 | 0 | 0 | 0 | 0 | 0 | 0 | 0
2019-10-19 04:00 | 43757.1667 | 0 | 0 | 0 | 0 | 0 | 0 | 0 | 0 | 0 | 0 | 0 | 0
2019-10-19 05:00 | 43757.2083 | 0 | 0 | 0 | 0 | 0 | 0 | 0 | 0 | 0 | 0 | 0 | 0
2019-10-19 06:00 | 43757.25 | 0 | 0 | 0 | 0 | 0 | 0 | 0 | 0 | 0 | 0 | 0 | 0
2019-10-19 07:00 | 43757.2917 | 0 | 0 | 0 | 0 | 0 | 0 | 0 | 0 | 0 | 0 | 0 | 0
2019-10-19 08:00 | 43757.3333 | 0.15788 | 0.2105 | 0.26313 | 0.31576 | 0.36838 | 0.42101 | 0.47364 | 0.52626 | 0.57889 | 0.63151 | 0.68414 | 0.73677
2019-10-19 09:00 | 43757.375 | 0.60595 | 0.80793 | 1.0099 | 1.2119 | 1.4139 | 1.6159 | 1.8178 | 2.0198 | 2.2218 | 2.4238 | 2.6258 | 2.8277
2019-10-19 10:00 | 43757.4167 | 0.81535 | 1.0871 | 1.3589 | 1.6307 | 1.9025 | 2.1743 | 2.446 | 2.7178 | 2.9896 | 3.2614 | 3.5332 | 3.805
2019-10-19 11:00 | 43757.4583 | 1.0919 | 1.4559 | 1.8199 | 2.1839 | 2.5479 | 2.9119 | 3.2758 | 3.6398 | 4.0038 | 4.3678 | 4.7318 | 5.0958
2019-10-19 12:00 | 43757.5 | 1.1756 | 1.5675 | 1.9594 | 2.3512 | 2.7431 | 3.135 | 3.5268 | 3.9187 | 4.3106 | 4.7025 | 5.0943 | 5.4862
2019-10-19 13:00 | 43757.5417 | 1.1775 | 1.57 | 1.9625 | 2.355 | 2.7475 | 3.14 | 3.5325 | 3.925 | 4.3175 | 4.71 | 5.1025 | 5.495
2019-10-19 14:00 | 43757.5833 | 1.0597 | 1.4129 | 1.7661 | 2.1194 | 2.4726 | 2.8258 | 3.179 | 3.5323 | 3.8855 | 4.2387 | 4.5919 | 4.9452
2019-10-19 15:00 | 43757.625 | 0.81633 | 1.0884 | 1.3606 | 1.6327 | 1.9048 | 2.1769 | 2.449 | 2.7211 | 2.9932 | 3.2653 | 3.5374 | 3.8096
2019-10-19 16:00 | 43757.6667 | 0.62951 | 0.83934 | 1.0492 | 1.259 | 1.4688 | 1.6787 | 1.8885 | 2.0984 | 2.3082 | 2.518 | 2.7279 | 2.9377
2019-10-19 17:00 | 43757.7083 | 0.22802 | 0.30403 | 0.38004 | 0.45604 | 0.53205 | 0.60806 | 0.68407 | 0.76007 | 0.83608 | 0.91209 | 0.9881 | 1.0641
2019-10-19 18:00 | 43757.75 | 0.0012534 | 0.0016711 | 0.0020889 | 0.0025067 | 0.0029245 | 0.0033423 | 0.0037601 | 0.0041778 | 0.0045956 | 0.0050134 | 0.0054312 | 0.005849
2019-10-19 19:00 | 43757.7917 | 0 | 0 | 0 | 0 | 0 | 0 | 0 | 0 | 0 | 0 | 0 | 0
2019-10-19 20:00 | 43757.8333 | 0 | 0 | 0 | 0 | 0 | 0 | 0 | 0 | 0 | 0 | 0 | 0
2019-10-19 21:00 | 43757.875 | 0 | 0 | 0 | 0 | 0 | 0 | 0 | 0 | 0 | 0 | 0 | 0
2019-10-19 22:00 | 43757.9167 | 0 | 0 | 0 | 0 | 0 | 0 | 0 | 0 | 0 | 0 | 0 | 0
2019-10-19 23:00 | 43757.9583 | 0 | 0 | 0 | 0 | 0 | 0 | 0 | 0 | 0 | 0 | 0 | 0
2019-10-20 | 43758 | 0 | 0 | 0 | 0 | 0 | 0 | 0 | 0 | 0 | 0 | 0 | 0
2019-10-20 01:00 | 43758.0417 | 0 | 0 | 0 | 0 | 0 | 0 | 0 | 0 | 0 | 0 | 0 | 0
2019-10-20 02:00 | 43758.0833 | 0 | 0 | 0 | 0 | 0 | 0 | 0 | 0 | 0 | 0 | 0 | 0
2019-10-20 03:00 | 43758.125 | 0 | 0 | 0 | 0 | 0 | 0 | 0 | 0 | 0 | 0 | 0 | 0
2019-10-20 04:00 | 43758.1667 | 0 | 0 | 0 | 0 | 0 | 0 | 0 | 0 | 0 | 0 | 0 | 0
2019-10-20 05:00 | 43758.2083 | 0 | 0 | 0 | 0 | 0 | 0 | 0 | 0 | 0 | 0 | 0 | 0
2019-10-20 06:00 | 43758.25 | 0 | 0 | 0 | 0 | 0 | 0 | 0 | 0 | 0 | 0 | 0 | 0
2019-10-20 07:00 | 43758.2917 | 0 | 0 | 0 | 0 | 0 | 0 | 0 | 0 | 0 | 0 | 0 | 0
2019-10-20 08:00 | 43758.3333 | 0.089169 | 0.11889 | 0.14861 | 0.17834 | 0.20806 | 0.23778 | 0.26751 | 0.29723 | 0.32695 | 0.35668 | 0.3864 | 0.41612
2019-10-20 09:00 | 43758.375 | 0.26078 | 0.34771 | 0.43464 | 0.52157 | 0.6085 | 0.69542 | 0.78235 | 0.86928 | 0.95621 | 1.0431 | 1.1301 | 1.217
2019-10-20 10:00 | 43758.4167 | 0.45904 | 0.61206 | 0.76507 | 0.91809 | 1.0711 | 1.2241 | 1.3771 | 1.5301 | 1.6832 | 1.8362 | 1.9892 | 2.1422
2019-10-20 11:00 | 43758.4583 | 0.55018 | 0.73358 | 0.91697 | 1.1004 | 1.2838 | 1.4672 | 1.6505 | 1.8339 | 2.0173 | 2.2007 | 2.3841 | 2.5675
2019-10-20 12:00 | 43758.5 | 0.67613 | 0.9015 | 1.1269 | 1.3523 | 1.5776 | 1.803 | 2.0284 | 2.2538 | 2.4791 | 2.7045 | 2.9299 | 3.1553
2019-10-20 13:00 | 43758.5417 | 0.66118 | 0.88157 | 1.102 | 1.3224 | 1.5427 | 1.7631 | 1.9835 | 2.2039 | 2.4243 | 2.6447 | 2.8651 | 3.0855
2019-10-20 14:00 | 43758.5833 | 0.50817 | 0.67756 | 0.84695 | 1.0163 | 1.1857 | 1.3551 | 1.5245 | 1.6939 | 1.8633 | 2.0327 | 2.2021 | 2.3715
2019-10-20 15:00 | 43758.625 | 0.38568 | 0.51424 | 0.6428 | 0.77136 | 0.89992 | 1.0285 | 1.157 | 1.2856 | 1.4142 | 1.5427 | 1.6713 | 1.7998
2019-10-20 16:00 | 43758.6667 | 0.24241 | 0.32321 | 0.40401 | 0.48482 | 0.56562 | 0.64642 | 0.72722 | 0.80803 | 0.88883 | 0.96963 | 1.0504 | 1.1312
2019-10-20 17:00 | 43758.7083 | 0.093027 | 0.12404 | 0.15504 | 0.18605 | 0.21706 | 0.24807 | 0.27908 | 0.31009 | 0.3411 | 0.37211 | 0.40312 | 0.43412
2019-10-20 18:00 | 43758.75 | 0.001184 | 0.0015787 | 0.0019734 | 0.0023681 | 0.0027627 | 0.0031574 | 0.0035521 | 0.0039468 | 0.0043415 | 0.0047361 | 0.0051308 | 0.0055255
2019-10-20 19:00 | 43758.7917 | 0 | 0 | 0 | 0 | 0 | 0 | 0 | 0 | 0 | 0 | 0 | 0
2019-10-20 20:00 | 43758.8333 | 0 | 0 | 0 | 0 | 0 | 0 | 0 | 0 | 0 | 0 | 0 | 0
2019-10-20 21:00 | 43758.875 | 0 | 0 | 0 | 0 | 0 | 0 | 0 | 0 | 0 | 0 | 0 | 0
2019-10-20 22:00 | 43758.9167 | 0 | 0 | 0 | 0 | 0 | 0 | 0 | 0 | 0 | 0 | 0 | 0
2019-10-20 23:00 | 43758.9583 | 0 | 0 | 0 | 0 | 0 | 0 | 0 | 0 | 0 | 0 | 0 | 0
2019-10-21 | 43759 | 0 | 0 | 0 | 0 | 0 | 0 | 0 | 0 | 0 | 0 | 0 | 0
2019-10-21 01:00 | 43759.0417 | 0 | 0 | 0 | 0 | 0 | 0 | 0 | 0 | 0 | 0 | 0 | 0
2019-10-21 02:00 | 43759.0833 | 0 | 0 | 0 | 0 | 0 | 0 | 0 | 0 | 0 | 0 | 0 | 0
2019-10-21 03:00 | 43759.125 | 0 | 0 | 0 | 0 | 0 | 0 | 0 | 0 | 0 | 0 | 0 | 0
2019-10-21 04:00 | 43759.1667 | 0 | 0 | 0 | 0 | 0 | 0 | 0 | 0 | 0 | 0 | 0 | 0
2019-10-21 05:00 | 43759.2083 | 0 | 0 | 0 | 0 | 0 | 0 | 0 | 0 | 0 | 0 | 0 | 0
2019-10-21 06:00 | 43759.25 | 0 | 0 | 0 | 0 | 0 | 0 | 0 | 0 | 0 | 0 | 0 | 0
2019-10-21 07:00 | 43759.2917 | 0 | 0 | 0 | 0 | 0 | 0 | 0 | 0 | 0 | 0 | 0 | 0
2019-10-21 08:00 | 43759.3333 | 0.18831 | 0.25108 | 0.31386 | 0.37663 | 0.4394 | 0.50217 | 0.56494 | 0.62771 | 0.69048 | 0.75325 | 0.81602 | 0.87879
2019-10-21 09:00 | 43759.375 | 0.57849 | 0.77131 | 0.96414 | 1.157 | 1.3498 | 1.5426 | 1.7355 | 1.9283 | 2.1211 | 2.3139 | 2.5068 | 2.6996
2019-10-21 10:00 | 43759.4167 | 0.97135 | 1.2951 | 1.6189 | 1.9427 | 2.2665 | 2.5903 | 2.914 | 3.2378 | 3.5616 | 3.8854 | 4.2092 | 4.533
2019-10-21 11:00 | 43759.4583 | 1.1816 | 1.5754 | 1.9693 | 2.3631 | 2.757 | 3.1508 | 3.5447 | 3.9386 | 4.3324 | 4.7263 | 5.1201 | 5.514
2019-10-21 12:00 | 43759.5 | 1.5049 | 2.0066 | 2.5082 | 3.0099 | 3.5115 | 4.0131 | 4.5148 | 5.0164 | 5.5181 | 6.0197 | 6.5213 | 7.023
2019-10-21 13:00 | 43759.5417 | 1.3355 | 1.7806 | 2.2258 | 2.6709 | 3.1161 | 3.5612 | 4.0064 | 4.4515 | 4.8967 | 5.3418 | 5.787 | 6.2321
2019-10-21 14:00 | 43759.5833 | 1.1829 | 1.5772 | 1.9715 | 2.3657 | 2.76 | 3.1543 | 3.5486 | 3.9429 | 4.3372 | 4.7315 | 5.1258 | 5.5201
2019-10-21 15:00 | 43759.625 | 0.95595 | 1.2746 | 1.5933 | 1.9119 | 2.2306 | 2.5492 | 2.8679 | 3.1865 | 3.5052 | 3.8238 | 4.1425 | 4.4611
2019-10-21 16:00 | 43759.6667 | 0.64165 | 0.85554 | 1.0694 | 1.2833 | 1.4972 | 1.7111 | 1.925 | 2.1388 | 2.3527 | 2.5666 | 2.7805 | 2.9944
2019-10-21 17:00 | 43759.7083 | 0.26165 | 0.34886 | 0.43608 | 0.5233 | 0.61051 | 0.69773 | 0.78494 | 0.87216 | 0.95938 | 1.0466 | 1.1338 | 1.221
2019-10-21 18:00 | 43759.75 | 0.0011825 | 0.0015767 | 0.0019708 | 0.002365 | 0.0027592 | 0.0031533 | 0.0035475 | 0.0039417 | 0.0043358 | 0.00473 | 0.0051242 | 0.0055183
2019-10-21 19:00 | 43759.7917 | 0 | 0 | 0 | 0 | 0 | 0 | 0 | 0 | 0 | 0 | 0 | 0
2019-10-21 20:00 | 43759.8333 | 0 | 0 | 0 | 0 | 0 | 0 | 0 | 0 | 0 | 0 | 0 | 0
2019-10-21 21:00 | 43759.875 | 0 | 0 | 0 | 0 | 0 | 0 | 0 | 0 | 0 | 0 | 0 | 0
2019-10-21 22:00 | 43759.9167 | 0 | 0 | 0 | 0 | 0 | 0 | 0 | 0 | 0 | 0 | 0 | 0
2019-10-21 23:00 | 43759.9583 | 0 | 0 | 0 | 0 | 0 | 0 | 0 | 0 | 0 | 0 | 0 | 0
2019-10-22 | 43760 | 0 | 0 | 0 | 0 | 0 | 0 | 0 | 0 | 0 | 0 | 0 | 0
2019-10-22 01:00 | 43760.0417 | 0 | 0 | 0 | 0 | 0 | 0 | 0 | 0 | 0 | 0 | 0 | 0
2019-10-22 02:00 | 43760.0833 | 0 | 0 | 0 | 0 | 0 | 0 | 0 | 0 | 0 | 0 | 0 | 0
2019-10-22 03:00 | 43760.125 | 0 | 0 | 0 | 0 | 0 | 0 | 0 | 0 | 0 | 0 | 0 | 0
2019-10-22 04:00 | 43760.1667 | 0 | 0 | 0 | 0 | 0 | 0 | 0 | 0 | 0 | 0 | 0 | 0
2019-10-22 05:00 | 43760.2083 | 0 | 0 | 0 | 0 | 0 | 0 | 0 | 0 | 0 | 0 | 0 | 0
2019-10-22 06:00 | 43760.25 | 0 | 0 | 0 | 0 | 0 | 0 | 0 | 0 | 0 | 0 | 0 | 0
2019-10-22 07:00 | 43760.2917 | 0 | 0 | 0 | 0 | 0 | 0 | 0 | 0 | 0 | 0 | 0 | 0
2019-10-22 08:00 | 43760.3333 | 0.38586 | 0.51448 | 0.6431 | 0.77172 | 0.90034 | 1.029 | 1.1576 | 1.2862 | 1.4148 | 1.5434 | 1.6721 | 1.8007
2019-10-22 09:00 | 43760.375 | 0.96892 | 1.2919 | 1.6149 | 1.9378 | 2.2608 | 2.5838 | 2.9068 | 3.2297 | 3.5527 | 3.8757 | 4.1987 | 4.5216
2019-10-22 10:00 | 43760.4167 | 1.8197 | 2.4262 | 3.0328 | 3.6393 | 4.2459 | 4.8524 | 5.459 | 6.0655 | 6.6721 | 7.2787 | 7.8852 | 8.4918
2019-10-22 11:00 | 43760.4583 | 2.3808 | 3.1744 | 3.9679 | 4.7615 | 5.5551 | 6.3487 | 7.1423 | 7.9359 | 8.7295 | 9.5231 | 10.3167 | 11.1102
2019-10-22 12:00 | 43760.5 | 2.1145 | 2.8194 | 3.5242 | 4.2291 | 4.9339 | 5.6387 | 6.3436 | 7.0484 | 7.7533 | 8.4581 | 9.1629 | 9.8678
2019-10-22 13:00 | 43760.5417 | 1.6834 | 2.2446 | 2.8057 | 3.3669 | 3.928 | 4.4892 | 5.0503 | 5.6115 | 6.1726 | 6.7337 | 7.2949 | 7.856
2019-10-22 14:00 | 43760.5833 | 1.0196 | 1.3594 | 1.6993 | 2.0391 | 2.379 | 2.7188 | 3.0587 | 3.3985 | 3.7384 | 4.0782 | 4.4181 | 4.7579
2019-10-22 15:00 | 43760.625 | 0.88492 | 1.1799 | 1.4749 | 1.7698 | 2.0648 | 2.3598 | 2.6548 | 2.9497 | 3.2447 | 3.5397 | 3.8347 | 4.1296
2019-10-22 16:00 | 43760.6667 | 0.98044 | 1.3073 | 1.6341 | 1.9609 | 2.2877 | 2.6145 | 2.9413 | 3.2681 | 3.595 | 3.9218 | 4.2486 | 4.5754
2019-10-22 17:00 | 43760.7083 | 0.39357 | 0.52476 | 0.65595 | 0.78714 | 0.91833 | 1.0495 | 1.1807 | 1.3119 | 1.4431 | 1.5743 | 1.7055 | 1.8367
2019-10-22 18:00 | 43760.75 | 0.0012518 | 0.0016691 | 0.0020863 | 0.0025036 | 0.0029209 | 0.0033381 | 0.0037554 | 0.0041727 | 0.00459 | 0.0050072 | 0.0054245 | 0.0058418
2019-10-22 19:00 | 43760.7917 | 0 | 0 | 0 | 0 | 0 | 0 | 0 | 0 | 0 | 0 | 0 | 0
2019-10-22 20:00 | 43760.8333 | 0 | 0 | 0 | 0 | 0 | 0 | 0 | 0 | 0 | 0 | 0 | 0
2019-10-22 21:00 | 43760.875 | 0 | 0 | 0 | 0 | 0 | 0 | 0 | 0 | 0 | 0 | 0 | 0
2019-10-22 22:00 | 43760.9167 | 0 | 0 | 0 | 0 | 0 | 0 | 0 | 0 | 0 | 0 | 0 | 0
2019-10-22 23:00 | 43760.9583 | 0 | 0 | 0 | 0 | 0 | 0 | 0 | 0 | 0 | 0 | 0 | 0
2019-10-23 | 43761 | 0 | 0 | 0 | 0 | 0 | 0 | 0 | 0 | 0 | 0 | 0 | 0
2019-10-23 01:00 | 43761.0417 | 0 | 0 | 0 | 0 | 0 | 0 | 0 | 0 | 0 | 0 | 0 | 0
2019-10-23 02:00 | 43761.0833 | 0 | 0 | 0 | 0 | 0 | 0 | 0 | 0 | 0 | 0 | 0 | 0
2019-10-23 03:00 | 43761.125 | 0 | 0 | 0 | 0 | 0 | 0 | 0 | 0 | 0 | 0 | 0 | 0
2019-10-23 04:00 | 43761.1667 | 0 | 0 | 0 | 0 | 0 | 0 | 0 | 0 | 0 | 0 | 0 | 0
2019-10-23 05:00 | 43761.2083 | 0 | 0 | 0 | 0 | 0 | 0 | 0 | 0 | 0 | 0 | 0 | 0
2019-10-23 06:00 | 43761.25 | 0 | 0 | 0 | 0 | 0 | 0 | 0 | 0 | 0 | 0 | 0 | 0
2019-10-23 07:00 | 43761.2917 | 0 | 0 | 0 | 0 | 0 | 0 | 0 | 0 | 0 | 0 | 0 | 0
2019-10-23 08:00 | 43761.3333 | 0.10068 | 0.13424 | 0.16781 | 0.20137 | 0.23493 | 0.26849 | 0.30205 | 0.33561 | 0.36917 | 0.40273 | 0.43629 | 0.46986
2019-10-23 09:00 | 43761.375 | 0.30566 | 0.40754 | 0.50943 | 0.61131 | 0.7132 | 0.81508 | 0.91697 | 1.0189 | 1.1207 | 1.2226 | 1.3245 | 1.4264
2019-10-23 10:00 | 43761.4167 | 0.54249 | 0.72332 | 0.90415 | 1.085 | 1.2658 | 1.4466 | 1.6275 | 1.8083 | 1.9891 | 2.17 | 2.3508 | 2.5316
2019-10-23 11:00 | 43761.4583 | 0.66242 | 0.88322 | 1.104 | 1.3248 | 1.5456 | 1.7664 | 1.9872 | 2.2081 | 2.4289 | 2.6497 | 2.8705 | 3.0913
2019-10-23 12:00 | 43761.5 | 0.68651 | 0.91535 | 1.1442 | 1.373 | 1.6019 | 1.8307 | 2.0595 | 2.2884 | 2.5172 | 2.746 | 2.9749 | 3.2037
2019-10-23 13:00 | 43761.5417 | 0.72821 | 0.97095 | 1.2137 | 1.4564 | 1.6992 | 1.9419 | 2.1846 | 2.4274 | 2.6701 | 2.9129 | 3.1556 | 3.3983
2019-10-23 14:00 | 43761.5833 | 0.65789 | 0.87719 | 1.0965 | 1.3158 | 1.5351 | 1.7544 | 1.9737 | 2.193 | 2.4123 | 2.6316 | 2.8509 | 3.0702
2019-10-23 15:00 | 43761.625 | 0.45414 | 0.60552 | 0.7569 | 0.90829 | 1.0597 | 1.211 | 1.3624 | 1.5138 | 1.6652 | 1.8166 | 1.968 | 2.1193
2019-10-23 16:00 | 43761.6667 | 0.27902 | 0.37203 | 0.46504 | 0.55804 | 0.65105 | 0.74406 | 0.83706 | 0.93007 | 1.0231 | 1.1161 | 1.2091 | 1.3021
2019-10-23 17:00 | 43761.7083 | 0.10801 | 0.14401 | 0.18002 | 0.21602 | 0.25203 | 0.28803 | 0.32403 | 0.36004 | 0.39604 | 0.43204 | 0.46805 | 0.50405
2019-10-23 18:00 | 43761.75 | 0.0013108 | 0.0017477 | 0.0021847 | 0.0026216 | 0.0030585 | 0.0034955 | 0.0039324 | 0.0043693 | 0.0048063 | 0.0052432 | 0.0056801 | 0.0061171
2019-10-23 19:00 | 43761.7917 | 0 | 0 | 0 | 0 | 0 | 0 | 0 | 0 | 0 | 0 | 0 | 0
2019-10-23 20:00 | 43761.8333 | 0 | 0 | 0 | 0 | 0 | 0 | 0 | 0 | 0 | 0 | 0 | 0
2019-10-23 21:00 | 43761.875 | 0 | 0 | 0 | 0 | 0 | 0 | 0 | 0 | 0 | 0 | 0 | 0
2019-10-23 22:00 | 43761.9167 | 0 | 0 | 0 | 0 | 0 | 0 | 0 | 0 | 0 | 0 | 0 | 0
2019-10-23 23:00 | 43761.9583 | 0 | 0 | 0 | 0 | 0 | 0 | 0 | 0 | 0 | 0 | 0 | 0
2019-10-24 | 43762 | 0 | 0 | 0 | 0 | 0 | 0 | 0 | 0 | 0 | 0 | 0 | 0
2019-10-24 01:00 | 43762.0417 | 0 | 0 | 0 | 0 | 0 | 0 | 0 | 0 | 0 | 0 | 0 | 0
2019-10-24 02:00 | 43762.0833 | 0 | 0 | 0 | 0 | 0 | 0 | 0 | 0 | 0 | 0 | 0 | 0
2019-10-24 03:00 | 43762.125 | 0 | 0 | 0 | 0 | 0 | 0 | 0 | 0 | 0 | 0 | 0 | 0
2019-10-24 04:00 | 43762.1667 | 0 | 0 | 0 | 0 | 0 | 0 | 0 | 0 | 0 | 0 | 0 | 0
2019-10-24 05:00 | 43762.2083 | 0 | 0 | 0 | 0 | 0 | 0 | 0 | 0 | 0 | 0 | 0 | 0
2019-10-24 06:00 | 43762.25 | 0 | 0 | 0 | 0 | 0 | 0 | 0 | 0 | 0 | 0 | 0 | 0
2019-10-24 07:00 | 43762.2917 | 0 | 0 | 0 | 0 | 0 | 0 | 0 | 0 | 0 | 0 | 0 | 0
2019-10-24 08:00 | 43762.3333 | 0.22799 | 0.30399 | 0.37999 | 0.45599 | 0.53198 | 0.60798 | 0.68398 | 0.75998 | 0.83597 | 0.91197 | 0.98797 | 1.064
2019-10-24 09:00 | 43762.375 | 0.71593 | 0.95457 | 1.1932 | 1.4319 | 1.6705 | 1.9091 | 2.1478 | 2.3864 | 2.6251 | 2.8637 | 3.1023 | 3.341
2019-10-24 10:00 | 43762.4167 | 1.1862 | 1.5816 | 1.977 | 2.3724 | 2.7678 | 3.1632 | 3.5586 | 3.954 | 4.3494 | 4.7448 | 5.1402 | 5.5357
2019-10-24 11:00 | 43762.4583 | 1.3784 | 1.8378 | 2.2973 | 2.7567 | 3.2162 | 3.6757 | 4.1351 | 4.5946 | 5.054 | 5.5135 | 5.9729 | 6.4324
2019-10-24 12:00 | 43762.5 | 1.3249 | 1.7666 | 2.2082 | 2.6498 | 3.0915 | 3.5331 | 3.9748 | 4.4164 | 4.858 | 5.2997 | 5.7413 | 6.1829
2019-10-24 13:00 | 43762.5417 | 1.3147 | 1.7529 | 2.1911 | 2.6293 | 3.0676 | 3.5058 | 3.944 | 4.3822 | 4.8205 | 5.2587 | 5.6969 | 6.1351
2019-10-24 14:00 | 43762.5833 | 1.1956 | 1.5942 | 1.9927 | 2.3913 | 2.7898 | 3.1883 | 3.5869 | 3.9854 | 4.384 | 4.7825 | 5.1811 | 5.5796
2019-10-24 15:00 | 43762.625 | 0.91842 | 1.2246 | 1.5307 | 1.8368 | 2.143 | 2.4491 | 2.7553 | 3.0614 | 3.3675 | 3.6737 | 3.9798 | 4.286
2019-10-24 16:00 | 43762.6667 | 0.75773 | 1.0103 | 1.2629 | 1.5155 | 1.768 | 2.0206 | 2.2732 | 2.5258 | 2.7783 | 3.0309 | 3.2835 | 3.5361
2019-10-24 17:00 | 43762.7083 | 0.25117 | 0.33489 | 0.41861 | 0.50233 | 0.58606 | 0.66978 | 0.7535 | 0.83722 | 0.92095 | 1.0047 | 1.0884 | 1.1721
2019-10-24 18:00 | 43762.75 | 0.0012379 | 0.0016505 | 0.0020632 | 0.0024758 | 0.0028884 | 0.0033011 | 0.0037137 | 0.0041263 | 0.0045389 | 0.0049516 | 0.0053642 | 0.0057768
2019-10-24 19:00 | 43762.7917 | 0 | 0 | 0 | 0 | 0 | 0 | 0 | 0 | 0 | 0 | 0 | 0
2019-10-24 20:00 | 43762.8333 | 0 | 0 | 0 | 0 | 0 | 0 | 0 | 0 | 0 | 0 | 0 | 0
2019-10-24 21:00 | 43762.875 | 0 | 0 | 0 | 0 | 0 | 0 | 0 | 0 | 0 | 0 | 0 | 0
2019-10-24 22:00 | 43762.9167 | 0 | 0 | 0 | 0 | 0 | 0 | 0 | 0 | 0 | 0 | 0 | 0
2019-10-24 23:00 | 43762.9583 | 0 | 0 | 0 | 0 | 0 | 0 | 0 | 0 | 0 | 0 | 0 | 0
2019-10-25 | 43763 | 0 | 0 | 0 | 0 | 0 | 0 | 0 | 0 | 0 | 0 | 0 | 0
2019-10-25 01:00 | 43763.0417 | 0 | 0 | 0 | 0 | 0 | 0 | 0 | 0 | 0 | 0 | 0 | 0
2019-10-25 02:00 | 43763.0833 | 0 | 0 | 0 | 0 | 0 | 0 | 0 | 0 | 0 | 0 | 0 | 0
2019-10-25 03:00 | 43763.125 | 0 | 0 | 0 | 0 | 0 | 0 | 0 | 0 | 0 | 0 | 0 | 0
2019-10-25 04:00 | 43763.1667 | 0 | 0 | 0 | 0 | 0 | 0 | 0 | 0 | 0 | 0 | 0 | 0
2019-10-25 05:00 | 43763.2083 | 0 | 0 | 0 | 0 | 0 | 0 | 0 | 0 | 0 | 0 | 0 | 0
2019-10-25 06:00 | 43763.25 | 0 | 0 | 0 | 0 | 0 | 0 | 0 | 0 | 0 | 0 | 0 | 0
2019-10-25 07:00 | 43763.2917 | 0 | 0 | 0 | 0 | 0 | 0 | 0 | 0 | 0 | 0 | 0 | 0
2019-10-25 08:00 | 43763.3333 | 0.4284 | 0.5712 | 0.714 | 0.8568 | 0.9996 | 1.1424 | 1.2852 | 1.428 | 1.5708 | 1.7136 | 1.8564 | 1.9992
2019-10-25 09:00 | 43763.375 | 1.1559 | 1.5412 | 1.9265 | 2.3119 | 2.6972 | 3.0825 | 3.4678 | 3.8531 | 4.2384 | 4.6237 | 5.009 | 5.3943
2019-10-25 10:00 | 43763.4167 | 1.8381 | 2.4508 | 3.0635 | 3.6762 | 4.2889 | 4.9016 | 5.5143 | 6.127 | 6.7398 | 7.3525 | 7.9652 | 8.5779
2019-10-25 11:00 | 43763.4583 | 2.3257 | 3.1009 | 3.8762 | 4.6514 | 5.4266 | 6.2019 | 6.9771 | 7.7523 | 8.5275 | 9.3028 | 10.078 | 10.8532
2019-10-25 12:00 | 43763.5 | 2.5283 | 3.3711 | 4.2139 | 5.0566 | 5.8994 | 6.7422 | 7.585 | 8.4277 | 9.2705 | 10.1133 | 10.956 | 11.7988
2019-10-25 13:00 | 43763.5417 | 2.546 | 3.3947 | 4.2434 | 5.092 | 5.9407 | 6.7894 | 7.6381 | 8.4867 | 9.3354 | 10.1841 | 11.0327 | 11.8814
2019-10-25 14:00 | 43763.5833 | 2.3735 | 3.1647 | 3.9559 | 4.7471 | 5.5383 | 6.3294 | 7.1206 | 7.9118 | 8.703 | 9.4942 | 10.2853 | 11.0765
2019-10-25 15:00 | 43763.625 | 1.9472 | 2.5963 | 3.2454 | 3.8945 | 4.5435 | 5.1926 | 5.8417 | 6.4908 | 7.1398 | 7.7889 | 8.438 | 9.0871
2019-10-25 16:00 | 43763.6667 | 1.3219 | 1.7626 | 2.2032 | 2.6439 | 3.0845 | 3.5251 | 3.9658 | 4.4064 | 4.8471 | 5.2877 | 5.7284 | 6.169
2019-10-25 17:00 | 43763.7083 | 0.58785 | 0.78379 | 0.97974 | 1.1757 | 1.3716 | 1.5676 | 1.7635 | 1.9595 | 2.1554 | 2.3514 | 2.5473 | 2.7433
2019-10-25 18:00 | 43763.75 | 0.0012906 | 0.0017208 | 0.002151 | 0.0025811 | 0.0030113 | 0.0034415 | 0.0038717 | 0.0043019 | 0.0047321 | 0.0051623 | 0.0055925 | 0.0060227
2019-10-25 19:00 | 43763.7917 | 0 | 0 | 0 | 0 | 0 | 0 | 0 | 0 | 0 | 0 | 0 | 0
2019-10-25 20:00 | 43763.8333 | 0 | 0 | 0 | 0 | 0 | 0 | 0 | 0 | 0 | 0 | 0 | 0
2019-10-25 21:00 | 43763.875 | 0 | 0 | 0 | 0 | 0 | 0 | 0 | 0 | 0 | 0 | 0 | 0
2019-10-25 22:00 | 43763.9167 | 0 | 0 | 0 | 0 | 0 | 0 | 0 | 0 | 0 | 0 | 0 | 0
2019-10-25 23:00 | 43763.9583 | 0 | 0 | 0 | 0 | 0 | 0 | 0 | 0 | 0 | 0 | 0 | 0
2019-10-26 | 43764 | 0 | 0 | 0 | 0 | 0 | 0 | 0 | 0 | 0 | 0 | 0 | 0
2019-10-26 01:00 | 43764.0417 | 0 | 0 | 0 | 0 | 0 | 0 | 0 | 0 | 0 | 0 | 0 | 0
2019-10-26 02:00 | 43764.0833 | 0 | 0 | 0 | 0 | 0 | 0 | 0 | 0 | 0 | 0 | 0 | 0
2019-10-26 03:00 | 43764.125 | 0 | 0 | 0 | 0 | 0 | 0 | 0 | 0 | 0 | 0 | 0 | 0
2019-10-26 04:00 | 43764.1667 | 0 | 0 | 0 | 0 | 0 | 0 | 0 | 0 | 0 | 0 | 0 | 0
2019-10-26 05:00 | 43764.2083 | 0 | 0 | 0 | 0 | 0 | 0 | 0 | 0 | 0 | 0 | 0 | 0
2019-10-26 06:00 | 43764.25 | 0 | 0 | 0 | 0 | 0 | 0 | 0 | 0 | 0 | 0 | 0 | 0
2019-10-26 07:00 | 43764.2917 | 0 | 0 | 0 | 0 | 0 | 0 | 0 | 0 | 0 | 0 | 0 | 0
2019-10-26 08:00 | 43764.3333 | 0.45813 | 0.61083 | 0.76354 | 0.91625 | 1.069 | 1.2217 | 1.3744 | 1.5271 | 1.6798 | 1.8325 | 1.9852 | 2.1379
2019-10-26 09:00 | 43764.375 | 1.2506 | 1.6674 | 2.0843 | 2.5012 | 2.918 | 3.3349 | 3.7517 | 4.1686 | 4.5855 | 5.0023 | 5.4192 | 5.8361
2019-10-26 10:00 | 43764.4167 | 1.9089 | 2.5451 | 3.1814 | 3.8177 | 4.454 | 5.0903 | 5.7266 | 6.3629 | 6.9991 | 7.6354 | 8.2717 | 8.908
2019-10-26 11:00 | 43764.4583 | 2.3844 | 3.1792 | 3.974 | 4.7688 | 5.5636 | 6.3584 | 7.1532 | 7.948 | 8.7428 | 9.5376 | 10.3324 | 11.1272
2019-10-26 12:00 | 43764.5 | 2.6651 | 3.5535 | 4.4419 | 5.3302 | 6.2186 | 7.107 | 7.9953 | 8.8837 | 9.7721 | 10.6605 | 11.5488 | 12.4372
2019-10-26 13:00 | 43764.5417 | 2.6419 | 3.5225 | 4.4031 | 5.2838 | 6.1644 | 7.045 | 7.9256 | 8.8063 | 9.6869 | 10.5675 | 11.4481 | 12.3288
2019-10-26 14:00 | 43764.5833 | 2.3938 | 3.1917 | 3.9896 | 4.7876 | 5.5855 | 6.3834 | 7.1814 | 7.9793 | 8.7772 | 9.5751 | 10.3731 | 11.171
2019-10-26 15:00 | 43764.625 | 1.9932 | 2.6576 | 3.322 | 3.9864 | 4.6508 | 5.3152 | 5.9796 | 6.644 | 7.3084 | 7.9728 | 8.6372 | 9.3016
2019-10-26 16:00 | 43764.6667 | 1.3649 | 1.8199 | 2.2749 | 2.7299 | 3.1849 | 3.6398 | 4.0948 | 4.5498 | 5.0048 | 5.4598 | 5.9147 | 6.3697
2019-10-26 17:00 | 43764.7083 | 0.6067 | 0.80894 | 1.0112 | 1.2134 | 1.4156 | 1.6179 | 1.8201 | 2.0223 | 2.2246 | 2.4268 | 2.629 | 2.8313
2019-10-26 18:00 | 43764.75 | 0.001342 | 0.0017893 | 0.0022367 | 0.002684 | 0.0031313 | 0.0035787 | 0.004026 | 0.0044733 | 0.0049207 | 0.005368 | 0.0058154 | 0.0062627
2019-10-26 19:00 | 43764.7917 | 0 | 0 | 0 | 0 | 0 | 0 | 0 | 0 | 0 | 0 | 0 | 0
2019-10-26 20:00 | 43764.8333 | 0 | 0 | 0 | 0 | 0 | 0 | 0 | 0 | 0 | 0 | 0 | 0
2019-10-26 21:00 | 43764.875 | 0 | 0 | 0 | 0 | 0 | 0 | 0 | 0 | 0 | 0 | 0 | 0
2019-10-26 22:00 | 43764.9167 | 0 | 0 | 0 | 0 | 0 | 0 | 0 | 0 | 0 | 0 | 0 | 0
2019-10-26 23:00 | 43764.9583 | 0 | 0 | 0 | 0 | 0 | 0 | 0 | 0 | 0 | 0 | 0 | 0
2019-10-27 | 43765 | 0 | 0 | 0 | 0 | 0 | 0 | 0 | 0 | 0 | 0 | 0 | 0
2019-10-27 01:00 | 43765.0417 | 0 | 0 | 0 | 0 | 0 | 0 | 0 | 0 | 0 | 0 | 0 | 0
2019-10-27 02:00 | 43765.0833 | 0 | 0 | 0 | 0 | 0 | 0 | 0 | 0 | 0 | 0 | 0 | 0
2019-10-27 03:00 | 43765.125 | 0 | 0 | 0 | 0 | 0 | 0 | 0 | 0 | 0 | 0 | 0 | 0
2019-10-27 04:00 | 43765.1667 | 0 | 0 | 0 | 0 | 0 | 0 | 0 | 0 | 0 | 0 | 0 | 0
2019-10-27 05:00 | 43765.2083 | 0 | 0 | 0 | 0 | 0 | 0 | 0 | 0 | 0 | 0 | 0 | 0
2019-10-27 06:00 | 43765.25 | 0 | 0 | 0 | 0 | 0 | 0 | 0 | 0 | 0 | 0 | 0 | 0
2019-10-27 07:00 | 43765.2917 | 0 | 0 | 0 | 0 | 0 | 0 | 0 | 0 | 0 | 0 | 0 | 0
2019-10-27 08:00 | 43765.3333 | 0.4894 | 0.65253 | 0.81567 | 0.9788 | 1.1419 | 1.3051 | 1.4682 | 1.6313 | 1.7945 | 1.9576 | 2.1207 | 2.2839
2019-10-27 09:00 | 43765.375 | 1.0706 | 1.4274 | 1.7843 | 2.1412 | 2.498 | 2.8549 | 3.2117 | 3.5686 | 3.9254 | 4.2823 | 4.6392 | 4.996
2019-10-27 10:00 | 43765.4167 | 2.0354 | 2.7139 | 3.3923 | 4.0708 | 4.7493 | 5.4277 | 6.1062 | 6.7847 | 7.4631 | 8.1416 | 8.8201 | 9.4985
2019-10-27 11:00 | 43765.4583 | 2.3156 | 3.0875 | 3.8594 | 4.6312 | 5.4031 | 6.175 | 6.9468 | 7.7187 | 8.4906 | 9.2625 | 10.0343 | 10.8062
2019-10-27 12:00 | 43765.5 | 1.7704 | 2.3605 | 2.9506 | 3.5407 | 4.1309 | 4.721 | 5.3111 | 5.9012 | 6.4914 | 7.0815 | 7.6716 | 8.2617
2019-10-27 13:00 | 43765.5417 | 0.29575 | 0.39433 | 0.49291 | 0.5915 | 0.69008 | 0.78866 | 0.88725 | 0.98583 | 1.0844 | 1.183 | 1.2816 | 1.3802
2019-10-27 14:00 | 43765.5833 | 0.087872 | 0.11716 | 0.14645 | 0.17574 | 0.20503 | 0.23433 | 0.26362 | 0.29291 | 0.3222 | 0.35149 | 0.38078 | 0.41007
2019-10-27 15:00 | 43765.625 | 0.06978 | 0.09304 | 0.1163 | 0.13956 | 0.16282 | 0.18608 | 0.20934 | 0.2326 | 0.25586 | 0.27912 | 0.30238 | 0.32564
2019-10-27 16:00 | 43765.6667 | 0.042639 | 0.056852 | 0.071065 | 0.085278 | 0.099491 | 0.1137 | 0.12792 | 0.14213 | 0.15634 | 0.17056 | 0.18477 | 0.19898
2019-10-27 17:00 | 43765.7083 | 0.014641 | 0.019522 | 0.024402 | 0.029282 | 0.034163 | 0.039043 | 0.043923 | 0.048804 | 0.053684 | 0.058565 | 0.063445 | 0.068325
2019-10-27 18:00 | 43765.75 | 0 | 0 | 0 | 0 | 0 | 0 | 0 | 0 | 0 | 0 | 0 | 0
2019-10-27 19:00 | 43765.7917 | 0 | 0 | 0 | 0 | 0 | 0 | 0 | 0 | 0 | 0 | 0 | 0
2019-10-27 20:00 | 43765.8333 | 0 | 0 | 0 | 0 | 0 | 0 | 0 | 0 | 0 | 0 | 0 | 0
2019-10-27 21:00 | 43765.875 | 0 | 0 | 0 | 0 | 0 | 0 | 0 | 0 | 0 | 0 | 0 | 0
2019-10-27 22:00 | 43765.9167 | 0 | 0 | 0 | 0 | 0 | 0 | 0 | 0 | 0 | 0 | 0 | 0
2019-10-27 23:00 | 43765.9583 | 0 | 0 | 0 | 0 | 0 | 0 | 0 | 0 | 0 | 0 | 0 | 0
2019-10-28 | 43766 | 0 | 0 | 0 | 0 | 0 | 0 | 0 | 0 | 0 | 0 | 0 | 0
2019-10-28 01:00 | 43766.0417 | 0 | 0 | 0 | 0 | 0 | 0 | 0 | 0 | 0 | 0 | 0 | 0
2019-10-28 02:00 | 43766.0833 | 0 | 0 | 0 | 0 | 0 | 0 | 0 | 0 | 0 | 0 | 0 | 0
2019-10-28 03:00 | 43766.125 | 0 | 0 | 0 | 0 | 0 | 0 | 0 | 0 | 0 | 0 | 0 | 0
2019-10-28 04:00 | 43766.1667 | 0 | 0 | 0 | 0 | 0 | 0 | 0 | 0 | 0 | 0 | 0 | 0
2019-10-28 05:00 | 43766.2083 | 0 | 0 | 0 | 0 | 0 | 0 | 0 | 0 | 0 | 0 | 0 | 0
2019-10-28 06:00 | 43766.25 | 0 | 0 | 0 | 0 | 0 | 0 | 0 | 0 | 0 | 0 | 0 | 0
2019-10-28 07:00 | 43766.2917 | 0 | 0 | 0 | 0 | 0 | 0 | 0 | 0 | 0 | 0 | 0 | 0
2019-10-28 08:00 | 43766.3333 | 0.15244 | 0.20326 | 0.25407 | 0.30488 | 0.3557 | 0.40651 | 0.45733 | 0.50814 | 0.55895 | 0.60977 | 0.66058 | 0.7114
2019-10-28 09:00 | 43766.375 | 0.52613 | 0.70151 | 0.87689 | 1.0523 | 1.2276 | 1.403 | 1.5784 | 1.7538 | 1.9292 | 2.1045 | 2.2799 | 2.4553
2019-10-28 10:00 | 43766.4167 | 0.9259 | 1.2345 | 1.5432 | 1.8518 | 2.1604 | 2.4691 | 2.7777 | 3.0863 | 3.395 | 3.7036 | 4.0122 | 4.3209
2019-10-28 11:00 | 43766.4583 | 1.0794 | 1.4392 | 1.799 | 2.1588 | 2.5185 | 2.8783 | 3.2381 | 3.5979 | 3.9577 | 4.3175 | 4.6773 | 5.0371
2019-10-28 12:00 | 43766.5 | 1.1919 | 1.5892 | 1.9865 | 2.3839 | 2.7812 | 3.1785 | 3.5758 | 3.9731 | 4.3704 | 4.7677 | 5.165 | 5.5623
2019-10-28 13:00 | 43766.5417 | 1.1287 | 1.5049 | 1.8811 | 2.2574 | 2.6336 | 3.0098 | 3.3861 | 3.7623 | 4.1385 | 4.5148 | 4.891 | 5.2672
2019-10-28 14:00 | 43766.5833 | 1.0052 | 1.3402 | 1.6753 | 2.0103 | 2.3454 | 2.6804 | 3.0155 | 3.3505 | 3.6856 | 4.0206 | 4.3557 | 4.6907
2019-10-28 15:00 | 43766.625 | 0.84775 | 1.1303 | 1.4129 | 1.6955 | 1.9781 | 2.2607 | 2.5432 | 2.8258 | 3.1084 | 3.391 | 3.6736 | 3.9561
2019-10-28 16:00 | 43766.6667 | 0.5147 | 0.68627 | 0.85784 | 1.0294 | 1.201 | 1.3725 | 1.5441 | 1.7157 | 1.8872 | 2.0588 | 2.2304 | 2.4019
2019-10-28 17:00 | 43766.7083 | 0.20209 | 0.26945 | 0.33681 | 0.40418 | 0.47154 | 0.5389 | 0.60626 | 0.67363 | 0.74099 | 0.80835 | 0.87571 | 0.94308
2019-10-28 18:00 | 43766.75 | 0 | 0 | 0 | 0 | 0 | 0 | 0 | 0 | 0 | 0 | 0 | 0
2019-10-28 19:00 | 43766.7917 | 0 | 0 | 0 | 0 | 0 | 0 | 0 | 0 | 0 | 0 | 0 | 0
2019-10-28 20:00 | 43766.8333 | 0 | 0 | 0 | 0 | 0 | 0 | 0 | 0 | 0 | 0 | 0 | 0
2019-10-28 21:00 | 43766.875 | 0 | 0 | 0 | 0 | 0 | 0 | 0 | 0 | 0 | 0 | 0 | 0
2019-10-28 22:00 | 43766.9167 | 0 | 0 | 0 | 0 | 0 | 0 | 0 | 0 | 0 | 0 | 0 | 0
2019-10-28 23:00 | 43766.9583 | 0 | 0 | 0 | 0 | 0 | 0 | 0 | 0 | 0 | 0 | 0 | 0
2019-10-29 | 43767 | 0 | 0 | 0 | 0 | 0 | 0 | 0 | 0 | 0 | 0 | 0 | 0
2019-10-29 01:00 | 43767.0417 | 0 | 0 | 0 | 0 | 0 | 0 | 0 | 0 | 0 | 0 | 0 | 0
2019-10-29 02:00 | 43767.0833 | 0 | 0 | 0 | 0 | 0 | 0 | 0 | 0 | 0 | 0 | 0 | 0
2019-10-29 03:00 | 43767.125 | 0 | 0 | 0 | 0 | 0 | 0 | 0 | 0 | 0 | 0 | 0 | 0
2019-10-29 04:00 | 43767.1667 | 0 | 0 | 0 | 0 | 0 | 0 | 0 | 0 | 0 | 0 | 0 | 0
2019-10-29 05:00 | 43767.2083 | 0 | 0 | 0 | 0 | 0 | 0 | 0 | 0 | 0 | 0 | 0 | 0
2019-10-29 06:00 | 43767.25 | 0 | 0 | 0 | 0 | 0 | 0 | 0 | 0 | 0 | 0 | 0 | 0
2019-10-29 07:00 | 43767.2917 | 0 | 0 | 0 | 0 | 0 | 0 | 0 | 0 | 0 | 0 | 0 | 0
2019-10-29 08:00 | 43767.3333 | 0.40805 | 0.54407 | 0.68009 | 0.8161 | 0.95212 | 1.0881 | 1.2242 | 1.3602 | 1.4962 | 1.6322 | 1.7682 | 1.9042
2019-10-29 09:00 | 43767.375 | 1.1775 | 1.5699 | 1.9624 | 2.3549 | 2.7474 | 3.1399 | 3.5324 | 3.9249 | 4.3174 | 4.7098 | 5.1023 | 5.4948
2019-10-29 10:00 | 43767.4167 | 1.9096 | 2.5461 | 3.1826 | 3.8192 | 4.4557 | 5.0922 | 5.7287 | 6.3653 | 7.0018 | 7.6383 | 8.2749 | 8.9114
2019-10-29 11:00 | 43767.4583 | 2.341 | 3.1214 | 3.9017 | 4.682 | 5.4624 | 6.2427 | 7.023 | 7.8034 | 8.5837 | 9.3641 | 10.1444 | 10.9247
2019-10-29 12:00 | 43767.5 | 2.5894 | 3.4525 | 4.3156 | 5.1787 | 6.0418 | 6.9049 | 7.7681 | 8.6312 | 9.4943 | 10.3574 | 11.2205 | 12.0837
2019-10-29 13:00 | 43767.5417 | 2.5665 | 3.422 | 4.2774 | 5.1329 | 5.9884 | 6.8439 | 7.6994 | 8.5549 | 9.4104 | 10.2659 | 11.1214 | 11.9768
2019-10-29 14:00 | 43767.5833 | 2.3138 | 3.085 | 3.8563 | 4.6275 | 5.3988 | 6.1701 | 6.9413 | 7.7126 | 8.4838 | 9.2551 | 10.0263 | 10.7976
2019-10-29 15:00 | 43767.625 | 1.8905 | 2.5207 | 3.1509 | 3.781 | 4.4112 | 5.0414 | 5.6715 | 6.3017 | 6.9319 | 7.5621 | 8.1922 | 8.8224
2019-10-29 16:00 | 43767.6667 | 1.2066 | 1.6088 | 2.011 | 2.4132 | 2.8154 | 3.2176 | 3.6197 | 4.0219 | 4.4241 | 4.8263 | 5.2285 | 5.6307
2019-10-29 17:00 | 43767.7083 | 0.50421 | 0.67228 | 0.84035 | 1.0084 | 1.1765 | 1.3446 | 1.5126 | 1.6807 | 1.8488 | 2.0168 | 2.1849 | 2.353
2019-10-29 18:00 | 43767.75 | 0 | 0 | 0 | 0 | 0 | 0 | 0 | 0 | 0 | 0 | 0 | 0
2019-10-29 19:00 | 43767.7917 | 0 | 0 | 0 | 0 | 0 | 0 | 0 | 0 | 0 | 0 | 0 | 0
2019-10-29 20:00 | 43767.8333 | 0 | 0 | 0 | 0 | 0 | 0 | 0 | 0 | 0 | 0 | 0 | 0
2019-10-29 21:00 | 43767.875 | 0 | 0 | 0 | 0 | 0 | 0 | 0 | 0 | 0 | 0 | 0 | 0
2019-10-29 22:00 | 43767.9167 | 0 | 0 | 0 | 0 | 0 | 0 | 0 | 0 | 0 | 0 | 0 | 0
2019-10-29 23:00 | 43767.9583 | 0 | 0 | 0 | 0 | 0 | 0 | 0 | 0 | 0 | 0 | 0 | 0
2019-10-30 | 43768 | 0 | 0 | 0 | 0 | 0 | 0 | 0 | 0 | 0 | 0 | 0 | 0
2019-10-30 01:00 | 43768.0417 | 0 | 0 | 0 | 0 | 0 | 0 | 0 | 0 | 0 | 0 | 0 | 0
2019-10-30 02:00 | 43768.0833 | 0 | 0 | 0 | 0 | 0 | 0 | 0 | 0 | 0 | 0 | 0 | 0
2019-10-30 03:00 | 43768.125 | 0 | 0 | 0 | 0 | 0 | 0 | 0 | 0 | 0 | 0 | 0 | 0
2019-10-30 04:00 | 43768.1667 | 0 | 0 | 0 | 0 | 0 | 0 | 0 | 0 | 0 | 0 | 0 | 0
2019-10-30 05:00 | 43768.2083 | 0 | 0 | 0 | 0 | 0 | 0 | 0 | 0 | 0 | 0 | 0 | 0
2019-10-30 06:00 | 43768.25 | 0 | 0 | 0 | 0 | 0 | 0 | 0 | 0 | 0 | 0 | 0 | 0
2019-10-30 07:00 | 43768.2917 | 0 | 0 | 0 | 0 | 0 | 0 | 0 | 0 | 0 | 0 | 0 | 0
2019-10-30 08:00 | 43768.3333 | 0.3417 | 0.4556 | 0.5695 | 0.6834 | 0.7973 | 0.9112 | 1.0251 | 1.139 | 1.2529 | 1.3668 | 1.4807 | 1.5946
2019-10-30 09:00 | 43768.375 | 1.0984 | 1.4645 | 1.8306 | 2.1967 | 2.5629 | 2.929 | 3.2951 | 3.6612 | 4.0274 | 4.3935 | 4.7596 | 5.1257
2019-10-30 10:00 | 43768.4167 | 1.8396 | 2.4528 | 3.066 | 3.6792 | 4.2924 | 4.9056 | 5.5188 | 6.132 | 6.7451 | 7.3583 | 7.9715 | 8.5847
2019-10-30 11:00 | 43768.4583 | 2.2637 | 3.0183 | 3.7729 | 4.5274 | 5.282 | 6.0366 | 6.7911 | 7.5457 | 8.3003 | 9.0549 | 9.8094 | 10.564
2019-10-30 12:00 | 43768.5 | 2.5456 | 3.3941 | 4.2426 | 5.0912 | 5.9397 | 6.7882 | 7.6368 | 8.4853 | 9.3338 | 10.1823 | 11.0309 | 11.8794
2019-10-30 13:00 | 43768.5417 | 2.5558 | 3.4078 | 4.2597 | 5.1117 | 5.9636 | 6.8156 | 7.6675 | 8.5195 | 9.3714 | 10.2233 | 11.0753 | 11.9272
2019-10-30 14:00 | 43768.5833 | 2.3052 | 3.0736 | 3.842 | 4.6104 | 5.3788 | 6.1472 | 6.9156 | 7.684 | 8.4524 | 9.2208 | 9.9892 | 10.7576
2019-10-30 15:00 | 43768.625 | 1.9117 | 2.5489 | 3.1862 | 3.8234 | 4.4607 | 5.0979 | 5.7351 | 6.3724 | 7.0096 | 7.6468 | 8.2841 | 8.9213
2019-10-30 16:00 | 43768.6667 | 1.3047 | 1.7395 | 2.1744 | 2.6093 | 3.0442 | 3.4791 | 3.914 | 4.3488 | 4.7837 | 5.2186 | 5.6535 | 6.0884
2019-10-30 17:00 | 43768.7083 | 0.56551 | 0.75402 | 0.94252 | 1.131 | 1.3195 | 1.508 | 1.6965 | 1.885 | 2.0736 | 2.2621 | 2.4506 | 2.6391
2019-10-30 18:00 | 43768.75 | 0.001275 | 0.0017001 | 0.0021251 | 0.0025501 | 0.0029751 | 0.0034001 | 0.0038251 | 0.0042501 | 0.0046752 | 0.0051002 | 0.0055252 | 0.0059502
2019-10-30 19:00 | 43768.7917 | 0 | 0 | 0 | 0 | 0 | 0 | 0 | 0 | 0 | 0 | 0 | 0
2019-10-30 20:00 | 43768.8333 | 0 | 0 | 0 | 0 | 0 | 0 | 0 | 0 | 0 | 0 | 0 | 0
2019-10-30 21:00 | 43768.875 | 0 | 0 | 0 | 0 | 0 | 0 | 0 | 0 | 0 | 0 | 0 | 0
2019-10-30 22:00 | 43768.9167 | 0 | 0 | 0 | 0 | 0 | 0 | 0 | 0 | 0 | 0 | 0 | 0
2019-10-30 23:00 | 43768.9583 | 0 | 0 | 0 | 0 | 0 | 0 | 0 | 0 | 0 | 0 | 0 | 0
2019-10-31 | 43769 | 0 | 0 | 0 | 0 | 0 | 0 | 0 | 0 | 0 | 0 | 0 | 0
2019-10-31 01:00 | 43769.0417 | 0 | 0 | 0 | 0 | 0 | 0 | 0 | 0 | 0 | 0 | 0 | 0
2019-10-31 02:00 | 43769.0833 | 0 | 0 | 0 | 0 | 0 | 0 | 0 | 0 | 0 | 0 | 0 | 0
2019-10-31 03:00 | 43769.125 | 0 | 0 | 0 | 0 | 0 | 0 | 0 | 0 | 0 | 0 | 0 | 0
2019-10-31 04:00 | 43769.1667 | 0 | 0 | 0 | 0 | 0 | 0 | 0 | 0 | 0 | 0 | 0 | 0
2019-10-31 05:00 | 43769.2083 | 0 | 0 | 0 | 0 | 0 | 0 | 0 | 0 | 0 | 0 | 0 | 0
2019-10-31 06:00 | 43769.25 | 0 | 0 | 0 | 0 | 0 | 0 | 0 | 0 | 0 | 0 | 0 | 0
2019-10-31 07:00 | 43769.2917 | 0 | 0 | 0 | 0 | 0 | 0 | 0 | 0 | 0 | 0 | 0 | 0
2019-10-31 08:00 | 43769.3333 | 0.12974 | 0.17298 | 0.21623 | 0.25948 | 0.30272 | 0.34597 | 0.38921 | 0.43246 | 0.47571 | 0.51895 | 0.5622 | 0.60544
2019-10-31 09:00 | 43769.375 | 0.45225 | 0.603 | 0.75376 | 0.90451 | 1.0553 | 1.206 | 1.3568 | 1.5075 | 1.6583 | 1.809 | 1.9598 | 2.1105
2019-10-31 10:00 | 43769.4167 | 1.3849 | 1.8465 | 2.3081 | 2.7698 | 3.2314 | 3.693 | 4.1546 | 4.6163 | 5.0779 | 5.5395 | 6.0012 | 6.4628
2019-10-31 11:00 | 43769.4583 | 1.1779 | 1.5705 | 1.9631 | 2.3558 | 2.7484 | 3.141 | 3.5337 | 3.9263 | 4.3189 | 4.7115 | 5.1042 | 5.4968
2019-10-31 12:00 | 43769.5 | 1.3259 | 1.7679 | 2.2099 | 2.6518 | 3.0938 | 3.5358 | 3.9777 | 4.4197 | 4.8617 | 5.3036 | 5.7456 | 6.1876
2019-10-31 13:00 | 43769.5417 | 1.9284 | 2.5712 | 3.214 | 3.8568 | 4.4996 | 5.1424 | 5.7852 | 6.428 | 7.0708 | 7.7136 | 8.3564 | 8.9992
2019-10-31 14:00 | 43769.5833 | 0.44244 | 0.58992 | 0.7374 | 0.88488 | 1.0324 | 1.1798 | 1.3273 | 1.4748 | 1.6223 | 1.7698 | 1.9172 | 2.0647
2019-10-31 15:00 | 43769.625 | 0.29372 | 0.39163 | 0.48953 | 0.58744 | 0.68535 | 0.78325 | 0.88116 | 0.97907 | 1.077 | 1.1749 | 1.2728 | 1.3707
2019-10-31 16:00 | 43769.6667 | 0.2902 | 0.38694 | 0.48367 | 0.58041 | 0.67714 | 0.77388 | 0.87061 | 0.96735 | 1.0641 | 1.1608 | 1.2575 | 1.3543
2019-10-31 17:00 | 43769.7083 | 0.32412 | 0.43216 | 0.5402 | 0.64824 | 0.75627 | 0.86431 | 0.97235 | 1.0804 | 1.1884 | 1.2965 | 1.4045 | 1.5125
2019-10-31 18:00 | 43769.75 | 0 | 0 | 0 | 0 | 0 | 0 | 0 | 0 | 0 | 0 | 0 | 0
2019-10-31 19:00 | 43769.7917 | 0 | 0 | 0 | 0 | 0 | 0 | 0 | 0 | 0 | 0 | 0 | 0
2019-10-31 20:00 | 43769.8333 | 0 | 0 | 0 | 0 | 0 | 0 | 0 | 0 | 0 | 0 | 0 | 0
2019-10-31 21:00 | 43769.875 | 0 | 0 | 0 | 0 | 0 | 0 | 0 | 0 | 0 | 0 | 0 | 0
2019-10-31 22:00 | 43769.9167 | 0 | 0 | 0 | 0 | 0 | 0 | 0 | 0 | 0 | 0 | 0 | 0
2019-10-31 23:00 | 43769.9583 | 0 | 0 | 0 | 0 | 0 | 0 | 0 | 0 | 0 | 0 | 0 | 0
2019-11-01 | 43770 | 0 | 0 | 0 | 0 | 0 | 0 | 0 | 0 | 0 | 0 | 0 | 0
2019-11-01 01:00 | 43770.0417 | 0 | 0 | 0 | 0 | 0 | 0 | 0 | 0 | 0 | 0 | 0 | 0
2019-11-01 02:00 | 43770.0833 | 0 | 0 | 0 | 0 | 0 | 0 | 0 | 0 | 0 | 0 | 0 | 0
2019-11-01 03:00 | 43770.125 | 0 | 0 | 0 | 0 | 0 | 0 | 0 | 0 | 0 | 0 | 0 | 0
2019-11-01 04:00 | 43770.1667 | 0 | 0 | 0 | 0 | 0 | 0 | 0 | 0 | 0 | 0 | 0 | 0
2019-11-01 05:00 | 43770.2083 | 0 | 0 | 0 | 0 | 0 | 0 | 0 | 0 | 0 | 0 | 0 | 0
2019-11-01 06:00 | 43770.25 | 0 | 0 | 0 | 0 | 0 | 0 | 0 | 0 | 0 | 0 | 0 | 0
2019-11-01 07:00 | 43770.2917 | 0 | 0 | 0 | 0 | 0 | 0 | 0 | 0 | 0 | 0 | 0 | 0
2019-11-01 08:00 | 43770.3333 | 0.0098207 | 0.013094 | 0.016368 | 0.019641 | 0.022915 | 0.026189 | 0.029462 | 0.032736 | 0.036009 | 0.039283 | 0.042556 | 0.04583
2019-11-01 09:00 | 43770.375 | 0.39788 | 0.53051 | 0.66314 | 0.79577 | 0.9284 | 1.061 | 1.1937 | 1.3263 | 1.4589 | 1.5915 | 1.7242 | 1.8568
2019-11-01 10:00 | 43770.4167 | 1.3261 | 1.7681 | 2.2101 | 2.6522 | 3.0942 | 3.5362 | 3.9782 | 4.4203 | 4.8623 | 5.3043 | 5.7463 | 6.1884
2019-11-01 11:00 | 43770.4583 | 1.0638 | 1.4184 | 1.7731 | 2.1277 | 2.4823 | 2.8369 | 3.1915 | 3.5461 | 3.9007 | 4.2553 | 4.61 | 4.9646
2019-11-01 12:00 | 43770.5 | 1.1158 | 1.4877 | 1.8596 | 2.2316 | 2.6035 | 2.9754 | 3.3473 | 3.7193 | 4.0912 | 4.4631 | 4.835 | 5.207
2019-11-01 13:00 | 43770.5417 | 1.7064 | 2.2753 | 2.8441 | 3.4129 | 3.9817 | 4.5505 | 5.1193 | 5.6881 | 6.257 | 6.8258 | 7.3946 | 7.9634
2019-11-01 14:00 | 43770.5833 | 0.67797 | 0.90396 | 1.13 | 1.3559 | 1.5819 | 1.8079 | 2.0339 | 2.2599 | 2.4859 | 2.7119 | 2.9379 | 3.1639
2019-11-01 15:00 | 43770.625 | 0.27229 | 0.36305 | 0.45381 | 0.54457 | 0.63533 | 0.72609 | 0.81686 | 0.90762 | 0.99838 | 1.0891 | 1.1799 | 1.2707
2019-11-01 16:00 | 43770.6667 | 1.1993 | 1.5991 | 1.9988 | 2.3986 | 2.7984 | 3.1981 | 3.5979 | 3.9977 | 4.3974 | 4.7972 | 5.197 | 5.5967
2019-11-01 17:00 | 43770.7083 | 0.01347 | 0.01796 | 0.02245 | 0.02694 | 0.03143 | 0.03592 | 0.04041 | 0.0449 | 0.04939 | 0.05388 | 0.05837 | 0.06286
2019-11-01 18:00 | 43770.75 | 0 | 0 | 0 | 0 | 0 | 0 | 0 | 0 | 0 | 0 | 0 | 0
2019-11-01 19:00 | 43770.7917 | 0 | 0 | 0 | 0 | 0 | 0 | 0 | 0 | 0 | 0 | 0 | 0
2019-11-01 20:00 | 43770.8333 | 0 | 0 | 0 | 0 | 0 | 0 | 0 | 0 | 0 | 0 | 0 | 0
2019-11-01 21:00 | 43770.875 | 0 | 0 | 0 | 0 | 0 | 0 | 0 | 0 | 0 | 0 | 0 | 0
2019-11-01 22:00 | 43770.9167 | 0 | 0 | 0 | 0 | 0 | 0 | 0 | 0 | 0 | 0 | 0 | 0
2019-11-01 23:00 | 43770.9583 | 0 | 0 | 0 | 0 | 0 | 0 | 0 | 0 | 0 | 0 | 0 | 0
2019-11-02 | 43771 | 0 | 0 | 0 | 0 | 0 | 0 | 0 | 0 | 0 | 0 | 0 | 0
2019-11-02 01:00 | 43771.0417 | 0 | 0 | 0 | 0 | 0 | 0 | 0 | 0 | 0 | 0 | 0 | 0
2019-11-02 02:00 | 43771.0833 | 0 | 0 | 0 | 0 | 0 | 0 | 0 | 0 | 0 | 0 | 0 | 0
2019-11-02 03:00 | 43771.125 | 0 | 0 | 0 | 0 | 0 | 0 | 0 | 0 | 0 | 0 | 0 | 0
2019-11-02 04:00 | 43771.1667 | 0 | 0 | 0 | 0 | 0 | 0 | 0 | 0 | 0 | 0 | 0 | 0
2019-11-02 05:00 | 43771.2083 | 0 | 0 | 0 | 0 | 0 | 0 | 0 | 0 | 0 | 0 | 0 | 0
2019-11-02 06:00 | 43771.25 | 0 | 0 | 0 | 0 | 0 | 0 | 0 | 0 | 0 | 0 | 0 | 0
2019-11-02 07:00 | 43771.2917 | 0 | 0 | 0 | 0 | 0 | 0 | 0 | 0 | 0 | 0 | 0 | 0
2019-11-02 08:00 | 43771.3333 | 0.10711 | 0.14282 | 0.17852 | 0.21422 | 0.24993 | 0.28563 | 0.32134 | 0.35704 | 0.39275 | 0.42845 | 0.46415 | 0.49986
2019-11-02 09:00 | 43771.375 | 1.1417 | 1.5222 | 1.9028 | 2.2833 | 2.6639 | 3.0444 | 3.425 | 3.8056 | 4.1861 | 4.5667 | 4.9472 | 5.3278
2019-11-02 10:00 | 43771.4167 | 1.648 | 2.1973 | 2.7467 | 3.296 | 3.8453 | 4.3947 | 4.944 | 5.4933 | 6.0427 | 6.592 | 7.1413 | 7.6907
2019-11-02 11:00 | 43771.4583 | 1.3724 | 1.8298 | 2.2873 | 2.7447 | 3.2022 | 3.6596 | 4.1171 | 4.5745 | 5.032 | 5.4894 | 5.9469 | 6.4044
2019-11-02 12:00 | 43771.5 | 1.6501 | 2.2001 | 2.7502 | 3.3002 | 3.8502 | 4.4002 | 4.9503 | 5.5003 | 6.0503 | 6.6004 | 7.1504 | 7.7004
2019-11-02 13:00 | 43771.5417 | 2.509 | 3.3454 | 4.1817 | 5.018 | 5.8544 | 6.6907 | 7.5271 | 8.3634 | 9.1997 | 10.0361 | 10.8724 | 11.7088
2019-11-02 14:00 | 43771.5833 | 1.7697 | 2.3596 | 2.9495 | 3.5395 | 4.1294 | 4.7193 | 5.3092 | 5.8991 | 6.489 | 7.0789 | 7.6688 | 8.2587
2019-11-02 15:00 | 43771.625 | 0.71604 | 0.95472 | 1.1934 | 1.4321 | 1.6708 | 1.9094 | 2.1481 | 2.3868 | 2.6255 | 2.8641 | 3.1028 | 3.3415
2019-11-02 16:00 | 43771.6667 | 0.22248 | 0.29663 | 0.37079 | 0.44495 | 0.51911 | 0.59327 | 0.66743 | 0.74159 | 0.81574 | 0.8899 | 0.96406 | 1.0382
2019-11-02 17:00 | 43771.7083 | 0.1917 | 0.2556 | 0.3195 | 0.3834 | 0.4473 | 0.5112 | 0.5751 | 0.639 | 0.7029 | 0.7668 | 0.8307 | 0.8946
2019-11-02 18:00 | 43771.75 | 0 | 0 | 0 | 0 | 0 | 0 | 0 | 0 | 0 | 0 | 0 | 0
2019-11-02 19:00 | 43771.7917 | 0 | 0 | 0 | 0 | 0 | 0 | 0 | 0 | 0 | 0 | 0 | 0
2019-11-02 20:00 | 43771.8333 | 0 | 0 | 0 | 0 | 0 | 0 | 0 | 0 | 0 | 0 | 0 | 0
2019-11-02 21:00 | 43771.875 | 0 | 0 | 0 | 0 | 0 | 0 | 0 | 0 | 0 | 0 | 0 | 0
2019-11-02 22:00 | 43771.9167 | 0 | 0 | 0 | 0 | 0 | 0 | 0 | 0 | 0 | 0 | 0 | 0
2019-11-02 23:00 | 43771.9583 | 0 | 0 | 0 | 0 | 0 | 0 | 0 | 0 | 0 | 0 | 0 | 0
2019-11-03 | 43772 | 0 | 0 | 0 | 0 | 0 | 0 | 0 | 0 | 0 | 0 | 0 | 0
2019-11-03 01:00 | 43772.0417 | 0 | 0 | 0 | 0 | 0 | 0 | 0 | 0 | 0 | 0 | 0 | 0
2019-11-03 02:00 | 43772.0833 | 0 | 0 | 0 | 0 | 0 | 0 | 0 | 0 | 0 | 0 | 0 | 0
2019-11-03 03:00 | 43772.125 | 0 | 0 | 0 | 0 | 0 | 0 | 0 | 0 | 0 | 0 | 0 | 0
2019-11-03 04:00 | 43772.1667 | 0 | 0 | 0 | 0 | 0 | 0 | 0 | 0 | 0 | 0 | 0 | 0
2019-11-03 05:00 | 43772.2083 | 0 | 0 | 0 | 0 | 0 | 0 | 0 | 0 | 0 | 0 | 0 | 0
2019-11-03 06:00 | 43772.25 | 0 | 0 | 0 | 0 | 0 | 0 | 0 | 0 | 0 | 0 | 0 | 0
2019-11-03 07:00 | 43772.2917 | 0 | 0 | 0 | 0 | 0 | 0 | 0 | 0 | 0 | 0 | 0 | 0
2019-11-03 08:00 | 43772.3333 | 0.05281 | 0.070413 | 0.088017 | 0.10562 | 0.12322 | 0.14083 | 0.15843 | 0.17603 | 0.19364 | 0.21124 | 0.22884 | 0.24645
2019-11-03 09:00 | 43772.375 | 1.004 | 1.3386 | 1.6733 | 2.008 | 2.3426 | 2.6773 | 3.0119 | 3.3466 | 3.6813 | 4.0159 | 4.3506 | 4.6853
2019-11-03 10:00 | 43772.4167 | 1.87 | 2.4933 | 3.1167 | 3.74 | 4.3634 | 4.9867 | 5.61 | 6.2334 | 6.8567 | 7.48 | 8.1034 | 8.7267
2019-11-03 11:00 | 43772.4583 | 2.3416 | 3.1221 | 3.9026 | 4.6831 | 5.4636 | 6.2442 | 7.0247 | 7.8052 | 8.5857 | 9.3662 | 10.1468 | 10.9273
2019-11-03 12:00 | 43772.5 | 2.6076 | 3.4768 | 4.3459 | 5.2151 | 6.0843 | 6.9535 | 7.8227 | 8.6919 | 9.5611 | 10.4303 | 11.2994 | 12.1686
2019-11-03 13:00 | 43772.5417 | 2.5135 | 3.3514 | 4.1892 | 5.0271 | 5.8649 | 6.7028 | 7.5406 | 8.3785 | 9.2163 | 10.0542 | 10.892 | 11.7299
2019-11-03 14:00 | 43772.5833 | 2.2986 | 3.0648 | 3.831 | 4.5972 | 5.3634 | 6.1296 | 6.8959 | 7.6621 | 8.4283 | 9.1945 | 9.9607 | 10.7269
2019-11-03 15:00 | 43772.625 | 1.8293 | 2.439 | 3.0488 | 3.6586 | 4.2683 | 4.8781 | 5.4878 | 6.0976 | 6.7073 | 7.3171 | 7.9269 | 8.5366
2019-11-03 16:00 | 43772.6667 | 1.2176 | 1.6235 | 2.0293 | 2.4352 | 2.8411 | 3.247 | 3.6528 | 4.0587 | 4.4646 | 4.8704 | 5.2763 | 5.6822
2019-11-03 17:00 | 43772.7083 | 0.47142 | 0.62856 | 0.7857 | 0.94284 | 1.1 | 1.2571 | 1.4143 | 1.5714 | 1.7285 | 1.8857 | 2.0428 | 2.2
2019-11-03 18:00 | 43772.75 | 0 | 0 | 0 | 0 | 0 | 0 | 0 | 0 | 0 | 0 | 0 | 0
2019-11-03 19:00 | 43772.7917 | 0 | 0 | 0 | 0 | 0 | 0 | 0 | 0 | 0 | 0 | 0 | 0
2019-11-03 20:00 | 43772.8333 | 0 | 0 | 0 | 0 | 0 | 0 | 0 | 0 | 0 | 0 | 0 | 0
2019-11-03 21:00 | 43772.875 | 0 | 0 | 0 | 0 | 0 | 0 | 0 | 0 | 0 | 0 | 0 | 0
2019-11-03 22:00 | 43772.9167 | 0 | 0 | 0 | 0 | 0 | 0 | 0 | 0 | 0 | 0 | 0 | 0
2019-11-03 23:00 | 43772.9583 | 0 | 0 | 0 | 0 | 0 | 0 | 0 | 0 | 0 | 0 | 0 | 0
2019-11-04 | 43773 | 0 | 0 | 0 | 0 | 0 | 0 | 0 | 0 | 0 | 0 | 0 | 0
2019-11-04 01:00 | 43773.0417 | 0 | 0 | 0 | 0 | 0 | 0 | 0 | 0 | 0 | 0 | 0 | 0
2019-11-04 02:00 | 43773.0833 | 0 | 0 | 0 | 0 | 0 | 0 | 0 | 0 | 0 | 0 | 0 | 0
2019-11-04 03:00 | 43773.125 | 0 | 0 | 0 | 0 | 0 | 0 | 0 | 0 | 0 | 0 | 0 | 0
2019-11-04 04:00 | 43773.1667 | 0 | 0 | 0 | 0 | 0 | 0 | 0 | 0 | 0 | 0 | 0 | 0
2019-11-04 05:00 | 43773.2083 | 0 | 0 | 0 | 0 | 0 | 0 | 0 | 0 | 0 | 0 | 0 | 0
2019-11-04 06:00 | 43773.25 | 0 | 0 | 0 | 0 | 0 | 0 | 0 | 0 | 0 | 0 | 0 | 0
2019-11-04 07:00 | 43773.2917 | 0 | 0 | 0 | 0 | 0 | 0 | 0 | 0 | 0 | 0 | 0 | 0
2019-11-04 08:00 | 43773.3333 | 0.0072904 | 0.0097205 | 0.012151 | 0.014581 | 0.017011 | 0.019441 | 0.021871 | 0.024301 | 0.026731 | 0.029162 | 0.031592 | 0.034022
2019-11-04 09:00 | 43773.375 | 0.03165 | 0.042199 | 0.052749 | 0.063299 | 0.073849 | 0.084399 | 0.094949 | 0.1055 | 0.11605 | 0.1266 | 0.13715 | 0.1477
2019-11-04 10:00 | 43773.4167 | 0.06035 | 0.080467 | 0.10058 | 0.1207 | 0.14082 | 0.16093 | 0.18105 | 0.20117 | 0.22128 | 0.2414 | 0.26152 | 0.28163
2019-11-04 11:00 | 43773.4583 | 0.092557 | 0.12341 | 0.15426 | 0.18511 | 0.21597 | 0.24682 | 0.27767 | 0.30852 | 0.33938 | 0.37023 | 0.40108 | 0.43193
2019-11-04 12:00 | 43773.5 | 0.11269 | 0.15025 | 0.18782 | 0.22538 | 0.26294 | 0.30051 | 0.33807 | 0.37563 | 0.4132 | 0.45076 | 0.48832 | 0.52589
2019-11-04 13:00 | 43773.5417 | 1.1613 | 1.5484 | 1.9355 | 2.3226 | 2.7097 | 3.0968 | 3.484 | 3.8711 | 4.2582 | 4.6453 | 5.0324 | 5.4195
2019-11-04 14:00 | 43773.5833 | 0.98215 | 1.3095 | 1.6369 | 1.9643 | 2.2917 | 2.6191 | 2.9465 | 3.2738 | 3.6012 | 3.9286 | 4.256 | 4.5834
2019-11-04 15:00 | 43773.625 | 0.77456 | 1.0327 | 1.2909 | 1.5491 | 1.8073 | 2.0655 | 2.3237 | 2.5819 | 2.84 | 3.0982 | 3.3564 | 3.6146
2019-11-04 16:00 | 43773.6667 | 0.47269 | 0.63026 | 0.78782 | 0.94539 | 1.103 | 1.2605 | 1.4181 | 1.5756 | 1.7332 | 1.8908 | 2.0483 | 2.2059
2019-11-04 17:00 | 43773.7083 | 0.15448 | 0.20598 | 0.25747 | 0.30897 | 0.36046 | 0.41196 | 0.46345 | 0.51495 | 0.56644 | 0.61794 | 0.66943 | 0.72093
2019-11-04 18:00 | 43773.75 | 0 | 0 | 0 | 0 | 0 | 0 | 0 | 0 | 0 | 0 | 0 | 0
2019-11-04 19:00 | 43773.7917 | 0 | 0 | 0 | 0 | 0 | 0 | 0 | 0 | 0 | 0 | 0 | 0
2019-11-04 20:00 | 43773.8333 | 0 | 0 | 0 | 0 | 0 | 0 | 0 | 0 | 0 | 0 | 0 | 0
2019-11-04 21:00 | 43773.875 | 0 | 0 | 0 | 0 | 0 | 0 | 0 | 0 | 0 | 0 | 0 | 0
2019-11-04 22:00 | 43773.9167 | 0 | 0 | 0 | 0 | 0 | 0 | 0 | 0 | 0 | 0 | 0 | 0
2019-11-04 23:00 | 43773.9583 | 0 | 0 | 0 | 0 | 0 | 0 | 0 | 0 | 0 | 0 | 0 | 0
2019-11-05 | 43774 | 0 | 0 | 0 | 0 | 0 | 0 | 0 | 0 | 0 | 0 | 0 | 0
2019-11-05 01:00 | 43774.0417 | 0 | 0 | 0 | 0 | 0 | 0 | 0 | 0 | 0 | 0 | 0 | 0
2019-11-05 02:00 | 43774.0833 | 0 | 0 | 0 | 0 | 0 | 0 | 0 | 0 | 0 | 0 | 0 | 0
2019-11-05 03:00 | 43774.125 | 0 | 0 | 0 | 0 | 0 | 0 | 0 | 0 | 0 | 0 | 0 | 0
2019-11-05 04:00 | 43774.1667 | 0 | 0 | 0 | 0 | 0 | 0 | 0 | 0 | 0 | 0 | 0 | 0
2019-11-05 05:00 | 43774.2083 | 0 | 0 | 0 | 0 | 0 | 0 | 0 | 0 | 0 | 0 | 0 | 0
2019-11-05 06:00 | 43774.25 | 0 | 0 | 0 | 0 | 0 | 0 | 0 | 0 | 0 | 0 | 0 | 0
2019-11-05 07:00 | 43774.2917 | 0 | 0 | 0 | 0 | 0 | 0 | 0 | 0 | 0 | 0 | 0 | 0
2019-11-05 08:00 | 43774.3333 | 0.0091403 | 0.012187 | 0.015234 | 0.018281 | 0.021327 | 0.024374 | 0.027421 | 0.030468 | 0.033515 | 0.036561 | 0.039608 | 0.042655
2019-11-05 09:00 | 43774.375 | 0.078904 | 0.10521 | 0.13151 | 0.15781 | 0.18411 | 0.21041 | 0.23671 | 0.26301 | 0.28932 | 0.31562 | 0.34192 | 0.36822
2019-11-05 10:00 | 43774.4167 | 0.16213 | 0.21617 | 0.27022 | 0.32426 | 0.3783 | 0.43235 | 0.48639 | 0.54043 | 0.59448 | 0.64852 | 0.70256 | 0.75661
2019-11-05 11:00 | 43774.4583 | 0.22617 | 0.30156 | 0.37695 | 0.45235 | 0.52774 | 0.60313 | 0.67852 | 0.75391 | 0.8293 | 0.90469 | 0.98008 | 1.0555
2019-11-05 12:00 | 43774.5 | 0.24355 | 0.32473 | 0.40592 | 0.4871 | 0.56828 | 0.64946 | 0.73065 | 0.81183 | 0.89301 | 0.9742 | 1.0554 | 1.1366
2019-11-05 13:00 | 43774.5417 | 0.23504 | 0.31339 | 0.39174 | 0.47008 | 0.54843 | 0.62678 | 0.70513 | 0.78347 | 0.86182 | 0.94017 | 1.0185 | 1.0969
2019-11-05 14:00 | 43774.5833 | 0.26632 | 0.3551 | 0.44387 | 0.53264 | 0.62142 | 0.71019 | 0.79896 | 0.88774 | 0.97651 | 1.0653 | 1.1541 | 1.2428
2019-11-05 15:00 | 43774.625 | 0.20282 | 0.27042 | 0.33803 | 0.40563 | 0.47324 | 0.54084 | 0.60845 | 0.67605 | 0.74366 | 0.81127 | 0.87887 | 0.94648
2019-11-05 16:00 | 43774.6667 | 0.12856 | 0.17142 | 0.21427 | 0.25713 | 0.29998 | 0.34284 | 0.38569 | 0.42855 | 0.4714 | 0.51426 | 0.55711 | 0.59997
2019-11-05 17:00 | 43774.7083 | 0.039195 | 0.052261 | 0.065326 | 0.078391 | 0.091456 | 0.10452 | 0.11759 | 0.13065 | 0.14372 | 0.15678 | 0.16985 | 0.18291
2019-11-05 18:00 | 43774.75 | 0 | 0 | 0 | 0 | 0 | 0 | 0 | 0 | 0 | 0 | 0 | 0
2019-11-05 19:00 | 43774.7917 | 0 | 0 | 0 | 0 | 0 | 0 | 0 | 0 | 0 | 0 | 0 | 0
2019-11-05 20:00 | 43774.8333 | 0 | 0 | 0 | 0 | 0 | 0 | 0 | 0 | 0 | 0 | 0 | 0
2019-11-05 21:00 | 43774.875 | 0 | 0 | 0 | 0 | 0 | 0 | 0 | 0 | 0 | 0 | 0 | 0
2019-11-05 22:00 | 43774.9167 | 0 | 0 | 0 | 0 | 0 | 0 | 0 | 0 | 0 | 0 | 0 | 0
2019-11-05 23:00 | 43774.9583 | 0 | 0 | 0 | 0 | 0 | 0 | 0 | 0 | 0 | 0 | 0 | 0
2019-11-06 | 43775 | 0 | 0 | 0 | 0 | 0 | 0 | 0 | 0 | 0 | 0 | 0 | 0
2019-11-06 01:00 | 43775.0417 | 0 | 0 | 0 | 0 | 0 | 0 | 0 | 0 | 0 | 0 | 0 | 0
2019-11-06 02:00 | 43775.0833 | 0 | 0 | 0 | 0 | 0 | 0 | 0 | 0 | 0 | 0 | 0 | 0
2019-11-06 03:00 | 43775.125 | 0 | 0 | 0 | 0 | 0 | 0 | 0 | 0 | 0 | 0 | 0 | 0
2019-11-06 04:00 | 43775.1667 | 0 | 0 | 0 | 0 | 0 | 0 | 0 | 0 | 0 | 0 | 0 | 0
2019-11-06 05:00 | 43775.2083 | 0 | 0 | 0 | 0 | 0 | 0 | 0 | 0 | 0 | 0 | 0 | 0
2019-11-06 06:00 | 43775.25 | 0 | 0 | 0 | 0 | 0 | 0 | 0 | 0 | 0 | 0 | 0 | 0
2019-11-06 07:00 | 43775.2917 | 0 | 0 | 0 | 0 | 0 | 0 | 0 | 0 | 0 | 0 | 0 | 0
2019-11-06 08:00 | 43775.3333 | 0.023118 | 0.030824 | 0.03853 | 0.046236 | 0.053942 | 0.061648 | 0.069354 | 0.07706 | 0.084766 | 0.092472 | 0.10018 | 0.10788
2019-11-06 09:00 | 43775.375 | 0.62022 | 0.82696 | 1.0337 | 1.2404 | 1.4472 | 1.6539 | 1.8607 | 2.0674 | 2.2741 | 2.4809 | 2.6876 | 2.8944
2019-11-06 10:00 | 43775.4167 | 1.2038 | 1.6051 | 2.0063 | 2.4076 | 2.8088 | 3.2101 | 3.6114 | 4.0126 | 4.4139 | 4.8152 | 5.2164 | 5.6177
2019-11-06 11:00 | 43775.4583 | 1.8105 | 2.414 | 3.0176 | 3.6211 | 4.2246 | 4.8281 | 5.4316 | 6.0351 | 6.6386 | 7.2421 | 7.8456 | 8.4491
2019-11-06 12:00 | 43775.5 | 2.1344 | 2.8458 | 3.5573 | 4.2687 | 4.9802 | 5.6916 | 6.4031 | 7.1145 | 7.826 | 8.5374 | 9.2489 | 9.9603
2019-11-06 13:00 | 43775.5417 | 2.2855 | 3.0473 | 3.8091 | 4.5709 | 5.3327 | 6.0946 | 6.8564 | 7.6182 | 8.38 | 9.1418 | 9.9036 | 10.6655
2019-11-06 14:00 | 43775.5833 | 2.1605 | 2.8807 | 3.6009 | 4.3211 | 5.0412 | 5.7614 | 6.4816 | 7.2018 | 7.9219 | 8.6421 | 9.3623 | 10.0825
2019-11-06 15:00 | 43775.625 | 1.9824 | 2.6432 | 3.304 | 3.9647 | 4.6255 | 5.2863 | 5.9471 | 6.6079 | 7.2687 | 7.9295 | 8.5903 | 9.2511
2019-11-06 16:00 | 43775.6667 | 1.1835 | 1.578 | 1.9725 | 2.367 | 2.7615 | 3.156 | 3.5505 | 3.945 | 4.3395 | 4.734 | 5.1285 | 5.523
2019-11-06 17:00 | 43775.7083 | 0.49317 | 0.65756 | 0.82195 | 0.98633 | 1.1507 | 1.3151 | 1.4795 | 1.6439 | 1.8083 | 1.9727 | 2.1371 | 2.3014
2019-11-06 18:00 | 43775.75 | 0 | 0 | 0 | 0 | 0 | 0 | 0 | 0 | 0 | 0 | 0 | 0
2019-11-06 19:00 | 43775.7917 | 0 | 0 | 0 | 0 | 0 | 0 | 0 | 0 | 0 | 0 | 0 | 0
2019-11-06 20:00 | 43775.8333 | 0 | 0 | 0 | 0 | 0 | 0 | 0 | 0 | 0 | 0 | 0 | 0
2019-11-06 21:00 | 43775.875 | 0 | 0 | 0 | 0 | 0 | 0 | 0 | 0 | 0 | 0 | 0 | 0
2019-11-06 22:00 | 43775.9167 | 0 | 0 | 0 | 0 | 0 | 0 | 0 | 0 | 0 | 0 | 0 | 0
2019-11-06 23:00 | 43775.9583 | 0 | 0 | 0 | 0 | 0 | 0 | 0 | 0 | 0 | 0 | 0 | 0
2019-11-07 | 43776 | 0 | 0 | 0 | 0 | 0 | 0 | 0 | 0 | 0 | 0 | 0 | 0
2019-11-07 01:00 | 43776.0417 | 0 | 0 | 0 | 0 | 0 | 0 | 0 | 0 | 0 | 0 | 0 | 0
2019-11-07 02:00 | 43776.0833 | 0 | 0 | 0 | 0 | 0 | 0 | 0 | 0 | 0 | 0 | 0 | 0
2019-11-07 03:00 | 43776.125 | 0 | 0 | 0 | 0 | 0 | 0 | 0 | 0 | 0 | 0 | 0 | 0
2019-11-07 04:00 | 43776.1667 | 0 | 0 | 0 | 0 | 0 | 0 | 0 | 0 | 0 | 0 | 0 | 0
2019-11-07 05:00 | 43776.2083 | 0 | 0 | 0 | 0 | 0 | 0 | 0 | 0 | 0 | 0 | 0 | 0
2019-11-07 06:00 | 43776.25 | 0 | 0 | 0 | 0 | 0 | 0 | 0 | 0 | 0 | 0 | 0 | 0
2019-11-07 07:00 | 43776.2917 | 0 | 0 | 0 | 0 | 0 | 0 | 0 | 0 | 0 | 0 | 0 | 0
2019-11-07 08:00 | 43776.3333 | 0.029714 | 0.039618 | 0.049523 | 0.059428 | 0.069332 | 0.079237 | 0.089141 | 0.099046 | 0.10895 | 0.11886 | 0.12876 | 0.13866
2019-11-07 09:00 | 43776.375 | 0.57099 | 0.76132 | 0.95165 | 1.142 | 1.3323 | 1.5226 | 1.713 | 1.9033 | 2.0936 | 2.284 | 2.4743 | 2.6646
2019-11-07 10:00 | 43776.4167 | 1.0713 | 1.4284 | 1.7856 | 2.1427 | 2.4998 | 2.8569 | 3.214 | 3.5711 | 3.9282 | 4.2853 | 4.6424 | 4.9996
2019-11-07 11:00 | 43776.4583 | 1.4454 | 1.9272 | 2.409 | 2.8908 | 3.3726 | 3.8544 | 4.3362 | 4.818 | 5.2998 | 5.7816 | 6.2634 | 6.7452
2019-11-07 12:00 | 43776.5 | 1.9084 | 2.5445 | 3.1806 | 3.8167 | 4.4528 | 5.0889 | 5.7251 | 6.3612 | 6.9973 | 7.6334 | 8.2695 | 8.9057
2019-11-07 13:00 | 43776.5417 | 2.2634 | 3.0179 | 3.7724 | 4.5269 | 5.2813 | 6.0358 | 6.7903 | 7.5448 | 8.2992 | 9.0537 | 9.8082 | 10.5627
2019-11-07 14:00 | 43776.5833 | 2.1927 | 2.9235 | 3.6544 | 4.3853 | 5.1162 | 5.8471 | 6.578 | 7.3089 | 8.0398 | 8.7706 | 9.5015 | 10.2324
2019-11-07 15:00 | 43776.625 | 1.5529 | 2.0706 | 2.5882 | 3.1058 | 3.6235 | 4.1411 | 4.6587 | 5.1764 | 5.694 | 6.2117 | 6.7293 | 7.2469
2019-11-07 16:00 | 43776.6667 | 0.94019 | 1.2536 | 1.567 | 1.8804 | 2.1938 | 2.5072 | 2.8206 | 3.134 | 3.4474 | 3.7608 | 4.0742 | 4.3876
2019-11-07 17:00 | 43776.7083 | 0.38514 | 0.51352 | 0.64189 | 0.77027 | 0.89865 | 1.027 | 1.1554 | 1.2838 | 1.4122 | 1.5405 | 1.6689 | 1.7973
2019-11-07 18:00 | 43776.75 | 0 | 0 | 0 | 0 | 0 | 0 | 0 | 0 | 0 | 0 | 0 | 0
2019-11-07 19:00 | 43776.7917 | 0 | 0 | 0 | 0 | 0 | 0 | 0 | 0 | 0 | 0 | 0 | 0
2019-11-07 20:00 | 43776.8333 | 0 | 0 | 0 | 0 | 0 | 0 | 0 | 0 | 0 | 0 | 0 | 0
2019-11-07 21:00 | 43776.875 | 0 | 0 | 0 | 0 | 0 | 0 | 0 | 0 | 0 | 0 | 0 | 0
2019-11-07 22:00 | 43776.9167 | 0 | 0 | 0 | 0 | 0 | 0 | 0 | 0 | 0 | 0 | 0 | 0
2019-11-07 23:00 | 43776.9583 | 0 | 0 | 0 | 0 | 0 | 0 | 0 | 0 | 0 | 0 | 0 | 0
2019-11-08 | 43777 | 0 | 0 | 0 | 0 | 0 | 0 | 0 | 0 | 0 | 0 | 0 | 0
2019-11-08 01:00 | 43777.0417 | 0 | 0 | 0 | 0 | 0 | 0 | 0 | 0 | 0 | 0 | 0 | 0
2019-11-08 02:00 | 43777.0833 | 0 | 0 | 0 | 0 | 0 | 0 | 0 | 0 | 0 | 0 | 0 | 0
2019-11-08 03:00 | 43777.125 | 0 | 0 | 0 | 0 | 0 | 0 | 0 | 0 | 0 | 0 | 0 | 0
2019-11-08 04:00 | 43777.1667 | 0 | 0 | 0 | 0 | 0 | 0 | 0 | 0 | 0 | 0 | 0 | 0
2019-11-08 05:00 | 43777.2083 | 0 | 0 | 0 | 0 | 0 | 0 | 0 | 0 | 0 | 0 | 0 | 0
2019-11-08 06:00 | 43777.25 | 0 | 0 | 0 | 0 | 0 | 0 | 0 | 0 | 0 | 0 | 0 | 0
2019-11-08 07:00 | 43777.2917 | 0 | 0 | 0 | 0 | 0 | 0 | 0 | 0 | 0 | 0 | 0 | 0
2019-11-08 08:00 | 43777.3333 | 0.0049865 | 0.0066486 | 0.0083108 | 0.009973 | 0.011635 | 0.013297 | 0.014959 | 0.016622 | 0.018284 | 0.019946 | 0.021608 | 0.02327
2019-11-08 09:00 | 43777.375 | 0.067321 | 0.089762 | 0.1122 | 0.13464 | 0.15708 | 0.17952 | 0.20196 | 0.2244 | 0.24684 | 0.26928 | 0.29173 | 0.31417
2019-11-08 10:00 | 43777.4167 | 0.12815 | 0.17086 | 0.21358 | 0.25629 | 0.29901 | 0.34172 | 0.38444 | 0.42715 | 0.46987 | 0.51258 | 0.5553 | 0.59801
2019-11-08 11:00 | 43777.4583 | 0.41801 | 0.55734 | 0.69668 | 0.83602 | 0.97535 | 1.1147 | 1.254 | 1.3934 | 1.5327 | 1.672 | 1.8114 | 1.9507
2019-11-08 12:00 | 43777.5 | 0.97348 | 1.298 | 1.6225 | 1.947 | 2.2715 | 2.596 | 2.9205 | 3.2449 | 3.5694 | 3.8939 | 4.2184 | 4.5429
2019-11-08 13:00 | 43777.5417 | 1.3962 | 1.8616 | 2.327 | 2.7925 | 3.2579 | 3.7233 | 4.1887 | 4.6541 | 5.1195 | 5.5849 | 6.0503 | 6.5157
2019-11-08 14:00 | 43777.5833 | 0.65739 | 0.87651 | 1.0956 | 1.3148 | 1.5339 | 1.753 | 1.9722 | 2.1913 | 2.4104 | 2.6295 | 2.8487 | 3.0678
2019-11-08 15:00 | 43777.625 | 0.65448 | 0.87264 | 1.0908 | 1.309 | 1.5271 | 1.7453 | 1.9634 | 2.1816 | 2.3998 | 2.6179 | 2.8361 | 3.0542
2019-11-08 16:00 | 43777.6667 | 0.73481 | 0.97975 | 1.2247 | 1.4696 | 1.7146 | 1.9595 | 2.2044 | 2.4494 | 2.6943 | 2.9392 | 3.1842 | 3.4291
2019-11-08 17:00 | 43777.7083 | 0.41679 | 0.55572 | 0.69465 | 0.83358 | 0.97251 | 1.1114 | 1.2504 | 1.3893 | 1.5282 | 1.6672 | 1.8061 | 1.945
2019-11-08 18:00 | 43777.75 | 0 | 0 | 0 | 0 | 0 | 0 | 0 | 0 | 0 | 0 | 0 | 0
2019-11-08 19:00 | 43777.7917 | 0 | 0 | 0 | 0 | 0 | 0 | 0 | 0 | 0 | 0 | 0 | 0
2019-11-08 20:00 | 43777.8333 | 0 | 0 | 0 | 0 | 0 | 0 | 0 | 0 | 0 | 0 | 0 | 0
2019-11-08 21:00 | 43777.875 | 0 | 0 | 0 | 0 | 0 | 0 | 0 | 0 | 0 | 0 | 0 | 0
2019-11-08 22:00 | 43777.9167 | 0 | 0 | 0 | 0 | 0 | 0 | 0 | 0 | 0 | 0 | 0 | 0
2019-11-08 23:00 | 43777.9583 | 0 | 0 | 0 | 0 | 0 | 0 | 0 | 0 | 0 | 0 | 0 | 0
2019-11-09 | 43778 | 0 | 0 | 0 | 0 | 0 | 0 | 0 | 0 | 0 | 0 | 0 | 0
2019-11-09 01:00 | 43778.0417 | 0 | 0 | 0 | 0 | 0 | 0 | 0 | 0 | 0 | 0 | 0 | 0
2019-11-09 02:00 | 43778.0833 | 0 | 0 | 0 | 0 | 0 | 0 | 0 | 0 | 0 | 0 | 0 | 0
2019-11-09 03:00 | 43778.125 | 0 | 0 | 0 | 0 | 0 | 0 | 0 | 0 | 0 | 0 | 0 | 0
2019-11-09 04:00 | 43778.1667 | 0 | 0 | 0 | 0 | 0 | 0 | 0 | 0 | 0 | 0 | 0 | 0
2019-11-09 05:00 | 43778.2083 | 0 | 0 | 0 | 0 | 0 | 0 | 0 | 0 | 0 | 0 | 0 | 0
2019-11-09 06:00 | 43778.25 | 0 | 0 | 0 | 0 | 0 | 0 | 0 | 0 | 0 | 0 | 0 | 0
2019-11-09 07:00 | 43778.2917 | 0 | 0 | 0 | 0 | 0 | 0 | 0 | 0 | 0 | 0 | 0 | 0
2019-11-09 08:00 | 43778.3333 | 0.0049115 | 0.0065487 | 0.0081859 | 0.009823 | 0.01146 | 0.013097 | 0.014735 | 0.016372 | 0.018009 | 0.019646 | 0.021283 | 0.02292
2019-11-09 09:00 | 43778.375 | 0.22364 | 0.29819 | 0.37274 | 0.44729 | 0.52184 | 0.59639 | 0.67093 | 0.74548 | 0.82003 | 0.89458 | 0.96913 | 1.0437
2019-11-09 10:00 | 43778.4167 | 0.6757 | 0.90094 | 1.1262 | 1.3514 | 1.5766 | 1.8019 | 2.0271 | 2.2523 | 2.4776 | 2.7028 | 2.9281 | 3.1533
2019-11-09 11:00 | 43778.4583 | 1.2638 | 1.685 | 2.1063 | 2.5275 | 2.9488 | 3.37 | 3.7913 | 4.2125 | 4.6338 | 5.055 | 5.4763 | 5.8975
2019-11-09 12:00 | 43778.5 | 1.4661 | 1.9548 | 2.4435 | 2.9322 | 3.4209 | 3.9096 | 4.3983 | 4.887 | 5.3757 | 5.8644 | 6.3531 | 6.8418
2019-11-09 13:00 | 43778.5417 | 0.84491 | 1.1266 | 1.4082 | 1.6898 | 1.9715 | 2.2531 | 2.5347 | 2.8164 | 3.098 | 3.3797 | 3.6613 | 3.9429
2019-11-09 14:00 | 43778.5833 | 1.0042 | 1.339 | 1.6737 | 2.0085 | 2.3432 | 2.6779 | 3.0127 | 3.3474 | 3.6822 | 4.0169 | 4.3517 | 4.6864
2019-11-09 15:00 | 43778.625 | 0.50111 | 0.66814 | 0.83518 | 1.0022 | 1.1692 | 1.3363 | 1.5033 | 1.6704 | 1.8374 | 2.0044 | 2.1715 | 2.3385
2019-11-09 16:00 | 43778.6667 | 0.31811 | 0.42414 | 0.53018 | 0.63621 | 0.74225 | 0.84828 | 0.95432 | 1.0604 | 1.1664 | 1.2724 | 1.3785 | 1.4845
2019-11-09 17:00 | 43778.7083 | 0.040443 | 0.053924 | 0.067404 | 0.080885 | 0.094366 | 0.10785 | 0.12133 | 0.13481 | 0.14829 | 0.16177 | 0.17525 | 0.18873
2019-11-09 18:00 | 43778.75 | 0 | 0 | 0 | 0 | 0 | 0 | 0 | 0 | 0 | 0 | 0 | 0
2019-11-09 19:00 | 43778.7917 | 0 | 0 | 0 | 0 | 0 | 0 | 0 | 0 | 0 | 0 | 0 | 0
2019-11-09 20:00 | 43778.8333 | 0 | 0 | 0 | 0 | 0 | 0 | 0 | 0 | 0 | 0 | 0 | 0
2019-11-09 21:00 | 43778.875 | 0 | 0 | 0 | 0 | 0 | 0 | 0 | 0 | 0 | 0 | 0 | 0
2019-11-09 22:00 | 43778.9167 | 0 | 0 | 0 | 0 | 0 | 0 | 0 | 0 | 0 | 0 | 0 | 0
2019-11-09 23:00 | 43778.9583 | 0 | 0 | 0 | 0 | 0 | 0 | 0 | 0 | 0 | 0 | 0 | 0
2019-11-10 | 43779 | 0 | 0 | 0 | 0 | 0 | 0 | 0 | 0 | 0 | 0 | 0 | 0
2019-11-10 01:00 | 43779.0417 | 0 | 0 | 0 | 0 | 0 | 0 | 0 | 0 | 0 | 0 | 0 | 0
2019-11-10 02:00 | 43779.0833 | 0 | 0 | 0 | 0 | 0 | 0 | 0 | 0 | 0 | 0 | 0 | 0
2019-11-10 03:00 | 43779.125 | 0 | 0 | 0 | 0 | 0 | 0 | 0 | 0 | 0 | 0 | 0 | 0
2019-11-10 04:00 | 43779.1667 | 0 | 0 | 0 | 0 | 0 | 0 | 0 | 0 | 0 | 0 | 0 | 0
2019-11-10 05:00 | 43779.2083 | 0 | 0 | 0 | 0 | 0 | 0 | 0 | 0 | 0 | 0 | 0 | 0
2019-11-10 06:00 | 43779.25 | 0 | 0 | 0 | 0 | 0 | 0 | 0 | 0 | 0 | 0 | 0 | 0
2019-11-10 07:00 | 43779.2917 | 0 | 0 | 0 | 0 | 0 | 0 | 0 | 0 | 0 | 0 | 0 | 0
2019-11-10 08:00 | 43779.3333 | 0.019169 | 0.025558 | 0.031948 | 0.038337 | 0.044727 | 0.051116 | 0.057506 | 0.063895 | 0.070285 | 0.076674 | 0.083064 | 0.089454
2019-11-10 09:00 | 43779.375 | 0.7219 | 0.96253 | 1.2032 | 1.4438 | 1.6844 | 1.9251 | 2.1657 | 2.4063 | 2.647 | 2.8876 | 3.1282 | 3.3689
2019-11-10 10:00 | 43779.4167 | 1.6794 | 2.2391 | 2.7989 | 3.3587 | 3.9185 | 4.4783 | 5.0381 | 5.5979 | 6.1576 | 6.7174 | 7.2772 | 7.837
2019-11-10 11:00 | 43779.4583 | 1.2673 | 1.6897 | 2.1121 | 2.5346 | 2.957 | 3.3794 | 3.8019 | 4.2243 | 4.6467 | 5.0691 | 5.4916 | 5.914
2019-11-10 12:00 | 43779.5 | 1.4841 | 1.9788 | 2.4736 | 2.9683 | 3.463 | 3.9577 | 4.4524 | 4.9471 | 5.4418 | 5.9365 | 6.4312 | 6.9259
2019-11-10 13:00 | 43779.5417 | 1.9239 | 2.5652 | 3.2065 | 3.8478 | 4.4892 | 5.1305 | 5.7718 | 6.4131 | 7.0544 | 7.6957 | 8.337 | 8.9783
2019-11-10 14:00 | 43779.5833 | 1.877 | 2.5027 | 3.1283 | 3.754 | 4.3797 | 5.0053 | 5.631 | 6.2567 | 6.8823 | 7.508 | 8.1337 | 8.7593
2019-11-10 15:00 | 43779.625 | 1.2525 | 1.67 | 2.0875 | 2.505 | 2.9225 | 3.34 | 3.7575 | 4.175 | 4.5925 | 5.0099 | 5.4274 | 5.8449
2019-11-10 16:00 | 43779.6667 | 0.59149 | 0.78866 | 0.98582 | 1.183 | 1.3801 | 1.5773 | 1.7745 | 1.9716 | 2.1688 | 2.366 | 2.5631 | 2.7603
2019-11-10 17:00 | 43779.7083 | 0.058645 | 0.078194 | 0.097742 | 0.11729 | 0.13684 | 0.15639 | 0.17594 | 0.19548 | 0.21503 | 0.23458 | 0.25413 | 0.27368
2019-11-10 18:00 | 43779.75 | 0 | 0 | 0 | 0 | 0 | 0 | 0 | 0 | 0 | 0 | 0 | 0
2019-11-10 19:00 | 43779.7917 | 0 | 0 | 0 | 0 | 0 | 0 | 0 | 0 | 0 | 0 | 0 | 0
2019-11-10 20:00 | 43779.8333 | 0 | 0 | 0 | 0 | 0 | 0 | 0 | 0 | 0 | 0 | 0 | 0
2019-11-10 21:00 | 43779.875 | 0 | 0 | 0 | 0 | 0 | 0 | 0 | 0 | 0 | 0 | 0 | 0
2019-11-10 22:00 | 43779.9167 | 0 | 0 | 0 | 0 | 0 | 0 | 0 | 0 | 0 | 0 | 0 | 0
2019-11-10 23:00 | 43779.9583 | 0 | 0 | 0 | 0 | 0 | 0 | 0 | 0 | 0 | 0 | 0 | 0
2019-11-11 | 43780 | 0 | 0 | 0 | 0 | 0 | 0 | 0 | 0 | 0 | 0 | 0 | 0
2019-11-11 01:00 | 43780.0417 | 0 | 0 | 0 | 0 | 0 | 0 | 0 | 0 | 0 | 0 | 0 | 0
2019-11-11 02:00 | 43780.0833 | 0 | 0 | 0 | 0 | 0 | 0 | 0 | 0 | 0 | 0 | 0 | 0
2019-11-11 03:00 | 43780.125 | 0 | 0 | 0 | 0 | 0 | 0 | 0 | 0 | 0 | 0 | 0 | 0
2019-11-11 04:00 | 43780.1667 | 0 | 0 | 0 | 0 | 0 | 0 | 0 | 0 | 0 | 0 | 0 | 0
2019-11-11 05:00 | 43780.2083 | 0 | 0 | 0 | 0 | 0 | 0 | 0 | 0 | 0 | 0 | 0 | 0
2019-11-11 06:00 | 43780.25 | 0 | 0 | 0 | 0 | 0 | 0 | 0 | 0 | 0 | 0 | 0 | 0
2019-11-11 07:00 | 43780.2917 | 0 | 0 | 0 | 0 | 0 | 0 | 0 | 0 | 0 | 0 | 0 | 0
2019-11-11 08:00 | 43780.3333 | 0.0046967 | 0.0062623 | 0.0078279 | 0.0093935 | 0.010959 | 0.012525 | 0.01409 | 0.015656 | 0.017221 | 0.018787 | 0.020353 | 0.021918
2019-11-11 09:00 | 43780.375 | 0.31048 | 0.41398 | 0.51747 | 0.62097 | 0.72446 | 0.82796 | 0.93145 | 1.0349 | 1.1384 | 1.2419 | 1.3454 | 1.4489
2019-11-11 10:00 | 43780.4167 | 1.0263 | 1.3685 | 1.7106 | 2.0527 | 2.3948 | 2.7369 | 3.079 | 3.4211 | 3.7633 | 4.1054 | 4.4475 | 4.7896
2019-11-11 11:00 | 43780.4583 | 1.5043 | 2.0057 | 2.5072 | 3.0086 | 3.51 | 4.0114 | 4.5129 | 5.0143 | 5.5157 | 6.0172 | 6.5186 | 7.02
2019-11-11 12:00 | 43780.5 | 1.646 | 2.1947 | 2.7434 | 3.292 | 3.8407 | 4.3894 | 4.9381 | 5.4867 | 6.0354 | 6.5841 | 7.1328 | 7.6814
2019-11-11 13:00 | 43780.5417 | 1.3138 | 1.7517 | 2.1896 | 2.6275 | 3.0655 | 3.5034 | 3.9413 | 4.3792 | 4.8171 | 5.2551 | 5.693 | 6.1309
2019-11-11 14:00 | 43780.5833 | 0.9832 | 1.3109 | 1.6387 | 1.9664 | 2.2941 | 2.6219 | 2.9496 | 3.2773 | 3.6051 | 3.9328 | 4.2605 | 4.5883
2019-11-11 15:00 | 43780.625 | 0.70176 | 0.93569 | 1.1696 | 1.4035 | 1.6375 | 1.8714 | 2.1053 | 2.3392 | 2.5731 | 2.8071 | 3.041 | 3.2749
2019-11-11 16:00 | 43780.6667 | 0.24415 | 0.32554 | 0.40692 | 0.4883 | 0.56969 | 0.65107 | 0.73246 | 0.81384 | 0.89522 | 0.97661 | 1.058 | 1.1394
2019-11-11 17:00 | 43780.7083 | 0.020287 | 0.027049 | 0.033812 | 0.040574 | 0.047337 | 0.054099 | 0.060861 | 0.067624 | 0.074386 | 0.081148 | 0.087911 | 0.094673
2019-11-11 18:00 | 43780.75 | 0 | 0 | 0 | 0 | 0 | 0 | 0 | 0 | 0 | 0 | 0 | 0
2019-11-11 19:00 | 43780.7917 | 0 | 0 | 0 | 0 | 0 | 0 | 0 | 0 | 0 | 0 | 0 | 0
2019-11-11 20:00 | 43780.8333 | 0 | 0 | 0 | 0 | 0 | 0 | 0 | 0 | 0 | 0 | 0 | 0
2019-11-11 21:00 | 43780.875 | 0 | 0 | 0 | 0 | 0 | 0 | 0 | 0 | 0 | 0 | 0 | 0
2019-11-11 22:00 | 43780.9167 | 0 | 0 | 0 | 0 | 0 | 0 | 0 | 0 | 0 | 0 | 0 | 0
2019-11-11 23:00 | 43780.9583 | 0 | 0 | 0 | 0 | 0 | 0 | 0 | 0 | 0 | 0 | 0 | 0
2019-11-12 | 43781 | 0 | 0 | 0 | 0 | 0 | 0 | 0 | 0 | 0 | 0 | 0 | 0
2019-11-12 01:00 | 43781.0417 | 0 | 0 | 0 | 0 | 0 | 0 | 0 | 0 | 0 | 0 | 0 | 0
2019-11-12 02:00 | 43781.0833 | 0 | 0 | 0 | 0 | 0 | 0 | 0 | 0 | 0 | 0 | 0 | 0
2019-11-12 03:00 | 43781.125 | 0 | 0 | 0 | 0 | 0 | 0 | 0 | 0 | 0 | 0 | 0 | 0
2019-11-12 04:00 | 43781.1667 | 0 | 0 | 0 | 0 | 0 | 0 | 0 | 0 | 0 | 0 | 0 | 0
2019-11-12 05:00 | 43781.2083 | 0 | 0 | 0 | 0 | 0 | 0 | 0 | 0 | 0 | 0 | 0 | 0
2019-11-12 06:00 | 43781.25 | 0 | 0 | 0 | 0 | 0 | 0 | 0 | 0 | 0 | 0 | 0 | 0
2019-11-12 07:00 | 43781.2917 | 0 | 0 | 0 | 0 | 0 | 0 | 0 | 0 | 0 | 0 | 0 | 0
2019-11-12 08:00 | 43781.3333 | 0.01081 | 0.014413 | 0.018016 | 0.02162 | 0.025223 | 0.028826 | 0.03243 | 0.036033 | 0.039636 | 0.043239 | 0.046843 | 0.050446
2019-11-12 09:00 | 43781.375 | 0.20255 | 0.27006 | 0.33758 | 0.40509 | 0.47261 | 0.54013 | 0.60764 | 0.67516 | 0.74267 | 0.81019 | 0.8777 | 0.94522
2019-11-12 10:00 | 43781.4167 | 0.43092 | 0.57456 | 0.7182 | 0.86184 | 1.0055 | 1.1491 | 1.2928 | 1.4364 | 1.58 | 1.7237 | 1.8673 | 2.011
2019-11-12 11:00 | 43781.4583 | 0.59341 | 0.79121 | 0.98901 | 1.1868 | 1.3846 | 1.5824 | 1.7802 | 1.978 | 2.1758 | 2.3736 | 2.5714 | 2.7692
2019-11-12 12:00 | 43781.5 | 0.73166 | 0.97555 | 1.2194 | 1.4633 | 1.7072 | 1.9511 | 2.195 | 2.4389 | 2.6828 | 2.9266 | 3.1705 | 3.4144
2019-11-12 13:00 | 43781.5417 | 0.66664 | 0.88885 | 1.1111 | 1.3333 | 1.5555 | 1.7777 | 1.9999 | 2.2221 | 2.4443 | 2.6666 | 2.8888 | 3.111
2019-11-12 14:00 | 43781.5833 | 0.54092 | 0.72122 | 0.90153 | 1.0818 | 1.2621 | 1.4424 | 1.6228 | 1.8031 | 1.9834 | 2.1637 | 2.344 | 2.5243
2019-11-12 15:00 | 43781.625 | 0.33975 | 0.45301 | 0.56626 | 0.67951 | 0.79276 | 0.90601 | 1.0193 | 1.1325 | 1.2458 | 1.359 | 1.4723 | 1.5855
2019-11-12 16:00 | 43781.6667 | 0.14906 | 0.19875 | 0.24844 | 0.29812 | 0.34781 | 0.3975 | 0.44718 | 0.49687 | 0.54656 | 0.59625 | 0.64593 | 0.69562
2019-11-12 17:00 | 43781.7083 | 0.0084957 | 0.011328 | 0.01416 | 0.016991 | 0.019823 | 0.022655 | 0.025487 | 0.028319 | 0.031151 | 0.033983 | 0.036815 | 0.039647
2019-11-12 18:00 | 43781.75 | 0 | 0 | 0 | 0 | 0 | 0 | 0 | 0 | 0 | 0 | 0 | 0
2019-11-12 19:00 | 43781.7917 | 0 | 0 | 0 | 0 | 0 | 0 | 0 | 0 | 0 | 0 | 0 | 0
2019-11-12 20:00 | 43781.8333 | 0 | 0 | 0 | 0 | 0 | 0 | 0 | 0 | 0 | 0 | 0 | 0
2019-11-12 21:00 | 43781.875 | 0 | 0 | 0 | 0 | 0 | 0 | 0 | 0 | 0 | 0 | 0 | 0
2019-11-12 22:00 | 43781.9167 | 0 | 0 | 0 | 0 | 0 | 0 | 0 | 0 | 0 | 0 | 0 | 0
2019-11-12 23:00 | 43781.9583 | 0 | 0 | 0 | 0 | 0 | 0 | 0 | 0 | 0 | 0 | 0 | 0
2019-11-13 | 43782 | 0 | 0 | 0 | 0 | 0 | 0 | 0 | 0 | 0 | 0 | 0 | 0
2019-11-13 01:00 | 43782.0417 | 0 | 0 | 0 | 0 | 0 | 0 | 0 | 0 | 0 | 0 | 0 | 0
2019-11-13 02:00 | 43782.0833 | 0 | 0 | 0 | 0 | 0 | 0 | 0 | 0 | 0 | 0 | 0 | 0
2019-11-13 03:00 | 43782.125 | 0 | 0 | 0 | 0 | 0 | 0 | 0 | 0 | 0 | 0 | 0 | 0
2019-11-13 04:00 | 43782.1667 | 0 | 0 | 0 | 0 | 0 | 0 | 0 | 0 | 0 | 0 | 0 | 0
2019-11-13 05:00 | 43782.2083 | 0 | 0 | 0 | 0 | 0 | 0 | 0 | 0 | 0 | 0 | 0 | 0
2019-11-13 06:00 | 43782.25 | 0 | 0 | 0 | 0 | 0 | 0 | 0 | 0 | 0 | 0 | 0 | 0
2019-11-13 07:00 | 43782.2917 | 0 | 0 | 0 | 0 | 0 | 0 | 0 | 0 | 0 | 0 | 0 | 0
2019-11-13 08:00 | 43782.3333 | 0.0032622 | 0.0043496 | 0.005437 | 0.0065245 | 0.0076119 | 0.0086993 | 0.0097867 | 0.010874 | 0.011961 | 0.013049 | 0.014136 | 0.015224
2019-11-13 09:00 | 43782.375 | 0.031051 | 0.041401 | 0.051751 | 0.062101 | 0.072452 | 0.082802 | 0.093152 | 0.1035 | 0.11385 | 0.1242 | 0.13455 | 0.1449
2019-11-13 10:00 | 43782.4167 | 0.056831 | 0.075775 | 0.094718 | 0.11366 | 0.13261 | 0.15155 | 0.17049 | 0.18944 | 0.20838 | 0.22732 | 0.24627 | 0.26521
2019-11-13 11:00 | 43782.4583 | 0.093484 | 0.12465 | 0.15581 | 0.18697 | 0.21813 | 0.24929 | 0.28045 | 0.31161 | 0.34278 | 0.37394 | 0.4051 | 0.43626
2019-11-13 12:00 | 43782.5 | 0.12605 | 0.16807 | 0.21009 | 0.2521 | 0.29412 | 0.33614 | 0.37816 | 0.42017 | 0.46219 | 0.50421 | 0.54623 | 0.58824
2019-11-13 13:00 | 43782.5417 | 1.3639 | 1.8185 | 2.2731 | 2.7277 | 3.1823 | 3.6369 | 4.0916 | 4.5462 | 5.0008 | 5.4554 | 5.91 | 6.3647
2019-11-13 14:00 | 43782.5833 | 1.2801 | 1.7068 | 2.1335 | 2.5602 | 2.9869 | 3.4136 | 3.8403 | 4.267 | 4.6937 | 5.1204 | 5.5471 | 5.9738
2019-11-13 15:00 | 43782.625 | 0.8711 | 1.1615 | 1.4518 | 1.7422 | 2.0326 | 2.3229 | 2.6133 | 2.9037 | 3.194 | 3.4844 | 3.7748 | 4.0651
2019-11-13 16:00 | 43782.6667 | 0.54747 | 0.72996 | 0.91245 | 1.0949 | 1.2774 | 1.4599 | 1.6424 | 1.8249 | 2.0074 | 2.1899 | 2.3724 | 2.5549
2019-11-13 17:00 | 43782.7083 | 0.02942 | 0.039227 | 0.049034 | 0.05884 | 0.068647 | 0.078454 | 0.088261 | 0.098067 | 0.10787 | 0.11768 | 0.12749 | 0.13729
2019-11-13 18:00 | 43782.75 | 0 | 0 | 0 | 0 | 0 | 0 | 0 | 0 | 0 | 0 | 0 | 0
2019-11-13 19:00 | 43782.7917 | 0 | 0 | 0 | 0 | 0 | 0 | 0 | 0 | 0 | 0 | 0 | 0
2019-11-13 20:00 | 43782.8333 | 0 | 0 | 0 | 0 | 0 | 0 | 0 | 0 | 0 | 0 | 0 | 0
2019-11-13 21:00 | 43782.875 | 0 | 0 | 0 | 0 | 0 | 0 | 0 | 0 | 0 | 0 | 0 | 0
2019-11-13 22:00 | 43782.9167 | 0 | 0 | 0 | 0 | 0 | 0 | 0 | 0 | 0 | 0 | 0 | 0
2019-11-13 23:00 | 43782.9583 | 0 | 0 | 0 | 0 | 0 | 0 | 0 | 0 | 0 | 0 | 0 | 0
2019-11-14 | 43783 | 0 | 0 | 0 | 0 | 0 | 0 | 0 | 0 | 0 | 0 | 0 | 0
2019-11-14 01:00 | 43783.0417 | 0 | 0 | 0 | 0 | 0 | 0 | 0 | 0 | 0 | 0 | 0 | 0
2019-11-14 02:00 | 43783.0833 | 0 | 0 | 0 | 0 | 0 | 0 | 0 | 0 | 0 | 0 | 0 | 0
2019-11-14 03:00 | 43783.125 | 0 | 0 | 0 | 0 | 0 | 0 | 0 | 0 | 0 | 0 | 0 | 0
2019-11-14 04:00 | 43783.1667 | 0 | 0 | 0 | 0 | 0 | 0 | 0 | 0 | 0 | 0 | 0 | 0
2019-11-14 05:00 | 43783.2083 | 0 | 0 | 0 | 0 | 0 | 0 | 0 | 0 | 0 | 0 | 0 | 0
2019-11-14 06:00 | 43783.25 | 0 | 0 | 0 | 0 | 0 | 0 | 0 | 0 | 0 | 0 | 0 | 0
2019-11-14 07:00 | 43783.2917 | 0 | 0 | 0 | 0 | 0 | 0 | 0 | 0 | 0 | 0 | 0 | 0
2019-11-14 08:00 | 43783.3333 | 0.0051086 | 0.0068114 | 0.0085143 | 0.010217 | 0.01192 | 0.013623 | 0.015326 | 0.017029 | 0.018731 | 0.020434 | 0.022137 | 0.02384
2019-11-14 09:00 | 43783.375 | 0.035428 | 0.047238 | 0.059047 | 0.070857 | 0.082666 | 0.094476 | 0.10629 | 0.11809 | 0.1299 | 0.14171 | 0.15352 | 0.16533
2019-11-14 10:00 | 43783.4167 | 0.10808 | 0.1441 | 0.18013 | 0.21615 | 0.25218 | 0.2882 | 0.32423 | 0.36025 | 0.39628 | 0.4323 | 0.46833 | 0.50436
2019-11-14 11:00 | 43783.4583 | 0.077952 | 0.10394 | 0.12992 | 0.1559 | 0.18189 | 0.20787 | 0.23386 | 0.25984 | 0.28582 | 0.31181 | 0.33779 | 0.36378
2019-11-14 12:00 | 43783.5 | 0.1507 | 0.20094 | 0.25117 | 0.30141 | 0.35164 | 0.40187 | 0.45211 | 0.50234 | 0.55258 | 0.60281 | 0.65305 | 0.70328
2019-11-14 13:00 | 43783.5417 | 1.4614 | 1.9485 | 2.4356 | 2.9227 | 3.4099 | 3.897 | 4.3841 | 4.8712 | 5.3583 | 5.8455 | 6.3326 | 6.8197
2019-11-14 14:00 | 43783.5833 | 1.0849 | 1.4465 | 1.8082 | 2.1698 | 2.5314 | 2.8931 | 3.2547 | 3.6163 | 3.978 | 4.3396 | 4.7012 | 5.0628
2019-11-14 15:00 | 43783.625 | 1.0637 | 1.4182 | 1.7728 | 2.1273 | 2.4819 | 2.8364 | 3.191 | 3.5455 | 3.9001 | 4.2546 | 4.6092 | 4.9637
2019-11-14 16:00 | 43783.6667 | 0.74695 | 0.99593 | 1.2449 | 1.4939 | 1.7429 | 1.9919 | 2.2408 | 2.4898 | 2.7388 | 2.9878 | 3.2368 | 3.4857
2019-11-14 17:00 | 43783.7083 | 0.040239 | 0.053652 | 0.067065 | 0.080477 | 0.09389 | 0.1073 | 0.12072 | 0.13413 | 0.14754 | 0.16095 | 0.17437 | 0.18778
2019-11-14 18:00 | 43783.75 | 0 | 0 | 0 | 0 | 0 | 0 | 0 | 0 | 0 | 0 | 0 | 0
2019-11-14 19:00 | 43783.7917 | 0 | 0 | 0 | 0 | 0 | 0 | 0 | 0 | 0 | 0 | 0 | 0
2019-11-14 20:00 | 43783.8333 | 0 | 0 | 0 | 0 | 0 | 0 | 0 | 0 | 0 | 0 | 0 | 0
2019-11-14 21:00 | 43783.875 | 0 | 0 | 0 | 0 | 0 | 0 | 0 | 0 | 0 | 0 | 0 | 0
2019-11-14 22:00 | 43783.9167 | 0 | 0 | 0 | 0 | 0 | 0 | 0 | 0 | 0 | 0 | 0 | 0
2019-11-14 23:00 | 43783.9583 | 0 | 0 | 0 | 0 | 0 | 0 | 0 | 0 | 0 | 0 | 0 | 0
2019-11-15 | 43784 | 0 | 0 | 0 | 0 | 0 | 0 | 0 | 0 | 0 | 0 | 0 | 0
2019-11-15 01:00 | 43784.0417 | 0 | 0 | 0 | 0 | 0 | 0 | 0 | 0 | 0 | 0 | 0 | 0
2019-11-15 02:00 | 43784.0833 | 0 | 0 | 0 | 0 | 0 | 0 | 0 | 0 | 0 | 0 | 0 | 0
2019-11-15 03:00 | 43784.125 | 0 | 0 | 0 | 0 | 0 | 0 | 0 | 0 | 0 | 0 | 0 | 0
2019-11-15 04:00 | 43784.1667 | 0 | 0 | 0 | 0 | 0 | 0 | 0 | 0 | 0 | 0 | 0 | 0
2019-11-15 05:00 | 43784.2083 | 0 | 0 | 0 | 0 | 0 | 0 | 0 | 0 | 0 | 0 | 0 | 0
2019-11-15 06:00 | 43784.25 | 0 | 0 | 0 | 0 | 0 | 0 | 0 | 0 | 0 | 0 | 0 | 0
2019-11-15 07:00 | 43784.2917 | 0 | 0 | 0 | 0 | 0 | 0 | 0 | 0 | 0 | 0 | 0 | 0
2019-11-15 08:00 | 43784.3333 | 0.0033442 | 0.004459 | 0.0055737 | 0.0066885 | 0.0078032 | 0.008918 | 0.010033 | 0.011147 | 0.012262 | 0.013377 | 0.014492 | 0.015606
2019-11-15 09:00 | 43784.375 | 0.14449 | 0.19265 | 0.24081 | 0.28897 | 0.33714 | 0.3853 | 0.43346 | 0.48162 | 0.52979 | 0.57795 | 0.62611 | 0.67427
2019-11-15 10:00 | 43784.4167 | 0.78625 | 1.0483 | 1.3104 | 1.5725 | 1.8346 | 2.0967 | 2.3588 | 2.6208 | 2.8829 | 3.145 | 3.4071 | 3.6692
2019-11-15 11:00 | 43784.4583 | 0.8834 | 1.1779 | 1.4723 | 1.7668 | 2.0613 | 2.3557 | 2.6502 | 2.9447 | 3.2391 | 3.5336 | 3.8281 | 4.1225
2019-11-15 12:00 | 43784.5 | 1.1352 | 1.5136 | 1.892 | 2.2704 | 2.6488 | 3.0272 | 3.4056 | 3.784 | 4.1624 | 4.5408 | 4.9192 | 5.2976
2019-11-15 13:00 | 43784.5417 | 1.0929 | 1.4572 | 1.8215 | 2.1858 | 2.5501 | 2.9144 | 3.2787 | 3.643 | 4.0072 | 4.3715 | 4.7358 | 5.1001
2019-11-15 14:00 | 43784.5833 | 1.2893 | 1.7191 | 2.1489 | 2.5786 | 3.0084 | 3.4382 | 3.868 | 4.2977 | 4.7275 | 5.1573 | 5.5871 | 6.0168
2019-11-15 15:00 | 43784.625 | 1.1846 | 1.5794 | 1.9743 | 2.3692 | 2.764 | 3.1589 | 3.5537 | 3.9486 | 4.3435 | 4.7383 | 5.1332 | 5.528
2019-11-15 16:00 | 43784.6667 | 0.74175 | 0.98901 | 1.2363 | 1.4835 | 1.7308 | 1.978 | 2.2253 | 2.4725 | 2.7198 | 2.967 | 3.2143 | 3.4615
2019-11-15 17:00 | 43784.7083 | 0.038443 | 0.051257 | 0.064071 | 0.076885 | 0.0897 | 0.10251 | 0.11533 | 0.12814 | 0.14096 | 0.15377 | 0.16658 | 0.1794
2019-11-15 18:00 | 43784.75 | 0 | 0 | 0 | 0 | 0 | 0 | 0 | 0 | 0 | 0 | 0 | 0
2019-11-15 19:00 | 43784.7917 | 0 | 0 | 0 | 0 | 0 | 0 | 0 | 0 | 0 | 0 | 0 | 0
2019-11-15 20:00 | 43784.8333 | 0 | 0 | 0 | 0 | 0 | 0 | 0 | 0 | 0 | 0 | 0 | 0
2019-11-15 21:00 | 43784.875 | 0 | 0 | 0 | 0 | 0 | 0 | 0 | 0 | 0 | 0 | 0 | 0
2019-11-15 22:00 | 43784.9167 | 0 | 0 | 0 | 0 | 0 | 0 | 0 | 0 | 0 | 0 | 0 | 0
2019-11-15 23:00 | 43784.9583 | 0 | 0 | 0 | 0 | 0 | 0 | 0 | 0 | 0 | 0 | 0 | 0
2019-11-16 | 43785 | 0 | 0 | 0 | 0 | 0 | 0 | 0 | 0 | 0 | 0 | 0 | 0
2019-11-16 01:00 | 43785.0417 | 0 | 0 | 0 | 0 | 0 | 0 | 0 | 0 | 0 | 0 | 0 | 0
2019-11-16 02:00 | 43785.0833 | 0 | 0 | 0 | 0 | 0 | 0 | 0 | 0 | 0 | 0 | 0 | 0
2019-11-16 03:00 | 43785.125 | 0 | 0 | 0 | 0 | 0 | 0 | 0 | 0 | 0 | 0 | 0 | 0
2019-11-16 04:00 | 43785.1667 | 0 | 0 | 0 | 0 | 0 | 0 | 0 | 0 | 0 | 0 | 0 | 0
2019-11-16 05:00 | 43785.2083 | 0 | 0 | 0 | 0 | 0 | 0 | 0 | 0 | 0 | 0 | 0 | 0
2019-11-16 06:00 | 43785.25 | 0 | 0 | 0 | 0 | 0 | 0 | 0 | 0 | 0 | 0 | 0 | 0
2019-11-16 07:00 | 43785.2917 | 0 | 0 | 0 | 0 | 0 | 0 | 0 | 0 | 0 | 0 | 0 | 0
2019-11-16 08:00 | 43785.3333 | 0.003215 | 0.0042867 | 0.0053584 | 0.00643 | 0.0075017 | 0.0085734 | 0.009645 | 0.010717 | 0.011788 | 0.01286 | 0.013932 | 0.015003
2019-11-16 09:00 | 43785.375 | 0.12295 | 0.16393 | 0.20491 | 0.24589 | 0.28687 | 0.32786 | 0.36884 | 0.40982 | 0.4508 | 0.49178 | 0.53276 | 0.57375
2019-11-16 10:00 | 43785.4167 | 0.11194 | 0.14926 | 0.18657 | 0.22389 | 0.2612 | 0.29852 | 0.33583 | 0.37315 | 0.41046 | 0.44778 | 0.48509 | 0.52241
2019-11-16 11:00 | 43785.4583 | 0.077106 | 0.10281 | 0.12851 | 0.15421 | 0.17991 | 0.20562 | 0.23132 | 0.25702 | 0.28272 | 0.30842 | 0.33413 | 0.35983
2019-11-16 12:00 | 43785.5 | 0.091693 | 0.12226 | 0.15282 | 0.18339 | 0.21395 | 0.24452 | 0.27508 | 0.30564 | 0.33621 | 0.36677 | 0.39734 | 0.4279
2019-11-16 13:00 | 43785.5417 | 1.1788 | 1.5718 | 1.9647 | 2.3576 | 2.7506 | 3.1435 | 3.5364 | 3.9294 | 4.3223 | 4.7153 | 5.1082 | 5.5011
2019-11-16 14:00 | 43785.5833 | 0.80152 | 1.0687 | 1.3359 | 1.603 | 1.8702 | 2.1374 | 2.4046 | 2.6717 | 2.9389 | 3.2061 | 3.4732 | 3.7404
2019-11-16 15:00 | 43785.625 | 1.4387 | 1.9182 | 2.3978 | 2.8773 | 3.3569 | 3.8365 | 4.316 | 4.7956 | 5.2751 | 5.7547 | 6.2342 | 6.7138
2019-11-16 16:00 | 43785.6667 | 0.83853 | 1.118 | 1.3976 | 1.6771 | 1.9566 | 2.2361 | 2.5156 | 2.7951 | 3.0746 | 3.3541 | 3.6336 | 3.9132
2019-11-16 17:00 | 43785.7083 | 0.04197 | 0.055959 | 0.069949 | 0.083939 | 0.097929 | 0.11192 | 0.12591 | 0.1399 | 0.15389 | 0.16788 | 0.18187 | 0.19586
2019-11-16 18:00 | 43785.75 | 0 | 0 | 0 | 0 | 0 | 0 | 0 | 0 | 0 | 0 | 0 | 0
2019-11-16 19:00 | 43785.7917 | 0 | 0 | 0 | 0 | 0 | 0 | 0 | 0 | 0 | 0 | 0 | 0
2019-11-16 20:00 | 43785.8333 | 0 | 0 | 0 | 0 | 0 | 0 | 0 | 0 | 0 | 0 | 0 | 0
2019-11-16 21:00 | 43785.875 | 0 | 0 | 0 | 0 | 0 | 0 | 0 | 0 | 0 | 0 | 0 | 0
2019-11-16 22:00 | 43785.9167 | 0 | 0 | 0 | 0 | 0 | 0 | 0 | 0 | 0 | 0 | 0 | 0
2019-11-16 23:00 | 43785.9583 | 0 | 0 | 0 | 0 | 0 | 0 | 0 | 0 | 0 | 0 | 0 | 0
2019-11-17 | 43786 | 0 | 0 | 0 | 0 | 0 | 0 | 0 | 0 | 0 | 0 | 0 | 0
2019-11-17 01:00 | 43786.0417 | 0 | 0 | 0 | 0 | 0 | 0 | 0 | 0 | 0 | 0 | 0 | 0
2019-11-17 02:00 | 43786.0833 | 0 | 0 | 0 | 0 | 0 | 0 | 0 | 0 | 0 | 0 | 0 | 0
2019-11-17 03:00 | 43786.125 | 0 | 0 | 0 | 0 | 0 | 0 | 0 | 0 | 0 | 0 | 0 | 0
2019-11-17 04:00 | 43786.1667 | 0 | 0 | 0 | 0 | 0 | 0 | 0 | 0 | 0 | 0 | 0 | 0
2019-11-17 05:00 | 43786.2083 | 0 | 0 | 0 | 0 | 0 | 0 | 0 | 0 | 0 | 0 | 0 | 0
2019-11-17 06:00 | 43786.25 | 0 | 0 | 0 | 0 | 0 | 0 | 0 | 0 | 0 | 0 | 0 | 0
2019-11-17 07:00 | 43786.2917 | 0 | 0 | 0 | 0 | 0 | 0 | 0 | 0 | 0 | 0 | 0 | 0
2019-11-17 08:00 | 43786.3333 | 0.02896 | 0.038613 | 0.048267 | 0.05792 | 0.067573 | 0.077226 | 0.08688 | 0.096533 | 0.10619 | 0.11584 | 0.12549 | 0.13515
2019-11-17 09:00 | 43786.375 | 0.88901 | 1.1853 | 1.4817 | 1.778 | 2.0744 | 2.3707 | 2.667 | 2.9634 | 3.2597 | 3.556 | 3.8524 | 4.1487
2019-11-17 10:00 | 43786.4167 | 0.9425 | 1.2567 | 1.5708 | 1.885 | 2.1992 | 2.5133 | 2.8275 | 3.1417 | 3.4558 | 3.77 | 4.0842 | 4.3983
2019-11-17 11:00 | 43786.4583 | 1.238 | 1.6507 | 2.0633 | 2.476 | 2.8886 | 3.3013 | 3.714 | 4.1266 | 4.5393 | 4.952 | 5.3646 | 5.7773
2019-11-17 12:00 | 43786.5 | 1.3652 | 1.8203 | 2.2753 | 2.7304 | 3.1855 | 3.6405 | 4.0956 | 4.5507 | 5.0058 | 5.4608 | 5.9159 | 6.371
2019-11-17 13:00 | 43786.5417 | 1.7199 | 2.2932 | 2.8665 | 3.4398 | 4.0131 | 4.5864 | 5.1597 | 5.733 | 6.3063 | 6.8796 | 7.4529 | 8.0262
2019-11-17 14:00 | 43786.5833 | 1.5826 | 2.1101 | 2.6376 | 3.1651 | 3.6927 | 4.2202 | 4.7477 | 5.2752 | 5.8027 | 6.3303 | 6.8578 | 7.3853
2019-11-17 15:00 | 43786.625 | 1.7762 | 2.3683 | 2.9604 | 3.5524 | 4.1445 | 4.7366 | 5.3287 | 5.9207 | 6.5128 | 7.1049 | 7.6969 | 8.289
2019-11-17 16:00 | 43786.6667 | 0.93839 | 1.2512 | 1.564 | 1.8768 | 2.1896 | 2.5024 | 2.8152 | 3.128 | 3.4408 | 3.7536 | 4.0664 | 4.3792
2019-11-17 17:00 | 43786.7083 | 0.043897 | 0.058529 | 0.073162 | 0.087794 | 0.10243 | 0.11706 | 0.13169 | 0.14632 | 0.16096 | 0.17559 | 0.19022 | 0.20485
2019-11-17 18:00 | 43786.75 | 0 | 0 | 0 | 0 | 0 | 0 | 0 | 0 | 0 | 0 | 0 | 0
2019-11-17 19:00 | 43786.7917 | 0 | 0 | 0 | 0 | 0 | 0 | 0 | 0 | 0 | 0 | 0 | 0
2019-11-17 20:00 | 43786.8333 | 0 | 0 | 0 | 0 | 0 | 0 | 0 | 0 | 0 | 0 | 0 | 0
2019-11-17 21:00 | 43786.875 | 0 | 0 | 0 | 0 | 0 | 0 | 0 | 0 | 0 | 0 | 0 | 0
2019-11-17 22:00 | 43786.9167 | 0 | 0 | 0 | 0 | 0 | 0 | 0 | 0 | 0 | 0 | 0 | 0
2019-11-17 23:00 | 43786.9583 | 0 | 0 | 0 | 0 | 0 | 0 | 0 | 0 | 0 | 0 | 0 | 0
2019-11-18 | 43787 | 0 | 0 | 0 | 0 | 0 | 0 | 0 | 0 | 0 | 0 | 0 | 0
2019-11-18 01:00 | 43787.0417 | 0 | 0 | 0 | 0 | 0 | 0 | 0 | 0 | 0 | 0 | 0 | 0
2019-11-18 02:00 | 43787.0833 | 0 | 0 | 0 | 0 | 0 | 0 | 0 | 0 | 0 | 0 | 0 | 0
2019-11-18 03:00 | 43787.125 | 0 | 0 | 0 | 0 | 0 | 0 | 0 | 0 | 0 | 0 | 0 | 0
2019-11-18 04:00 | 43787.1667 | 0 | 0 | 0 | 0 | 0 | 0 | 0 | 0 | 0 | 0 | 0 | 0
2019-11-18 05:00 | 43787.2083 | 0 | 0 | 0 | 0 | 0 | 0 | 0 | 0 | 0 | 0 | 0 | 0
2019-11-18 06:00 | 43787.25 | 0 | 0 | 0 | 0 | 0 | 0 | 0 | 0 | 0 | 0 | 0 | 0
2019-11-18 07:00 | 43787.2917 | 0 | 0 | 0 | 0 | 0 | 0 | 0 | 0 | 0 | 0 | 0 | 0
2019-11-18 08:00 | 43787.3333 | 0.005165 | 0.0068867 | 0.0086083 | 0.01033 | 0.012052 | 0.013773 | 0.015495 | 0.017217 | 0.018938 | 0.02066 | 0.022382 | 0.024103
2019-11-18 09:00 | 43787.375 | 0.21203 | 0.28271 | 0.35339 | 0.42407 | 0.49475 | 0.56542 | 0.6361 | 0.70678 | 0.77746 | 0.84814 | 0.91881 | 0.98949
2019-11-18 10:00 | 43787.4167 | 0.47371 | 0.63161 | 0.78952 | 0.94742 | 1.1053 | 1.2632 | 1.4211 | 1.579 | 1.7369 | 1.8948 | 2.0527 | 2.2106
2019-11-18 11:00 | 43787.4583 | 0.52646 | 0.70194 | 0.87743 | 1.0529 | 1.2284 | 1.4039 | 1.5794 | 1.7549 | 1.9303 | 2.1058 | 2.2813 | 2.4568
2019-11-18 12:00 | 43787.5 | 0.83338 | 1.1112 | 1.389 | 1.6668 | 1.9446 | 2.2224 | 2.5001 | 2.7779 | 3.0557 | 3.3335 | 3.6113 | 3.8891
2019-11-18 13:00 | 43787.5417 | 0.74534 | 0.99379 | 1.2422 | 1.4907 | 1.7391 | 1.9876 | 2.236 | 2.4845 | 2.7329 | 2.9814 | 3.2298 | 3.4783
2019-11-18 14:00 | 43787.5833 | 0.60321 | 0.80428 | 1.0053 | 1.2064 | 1.4075 | 1.6086 | 1.8096 | 2.0107 | 2.2118 | 2.4128 | 2.6139 | 2.815
2019-11-18 15:00 | 43787.625 | 0.32703 | 0.43604 | 0.54505 | 0.65406 | 0.76306 | 0.87207 | 0.98108 | 1.0901 | 1.1991 | 1.3081 | 1.4171 | 1.5261
2019-11-18 16:00 | 43787.6667 | 0.18001 | 0.24002 | 0.30002 | 0.36002 | 0.42003 | 0.48003 | 0.54003 | 0.60004 | 0.66004 | 0.72005 | 0.78005 | 0.84005
2019-11-18 17:00 | 43787.7083 | 0.0067783 | 0.0090378 | 0.011297 | 0.013557 | 0.015816 | 0.018076 | 0.020335 | 0.022594 | 0.024854 | 0.027113 | 0.029373 | 0.031632
2019-11-18 18:00 | 43787.75 | 0 | 0 | 0 | 0 | 0 | 0 | 0 | 0 | 0 | 0 | 0 | 0
2019-11-18 19:00 | 43787.7917 | 0 | 0 | 0 | 0 | 0 | 0 | 0 | 0 | 0 | 0 | 0 | 0
2019-11-18 20:00 | 43787.8333 | 0 | 0 | 0 | 0 | 0 | 0 | 0 | 0 | 0 | 0 | 0 | 0
2019-11-18 21:00 | 43787.875 | 0 | 0 | 0 | 0 | 0 | 0 | 0 | 0 | 0 | 0 | 0 | 0
2019-11-18 22:00 | 43787.9167 | 0 | 0 | 0 | 0 | 0 | 0 | 0 | 0 | 0 | 0 | 0 | 0
2019-11-18 23:00 | 43787.9583 | 0 | 0 | 0 | 0 | 0 | 0 | 0 | 0 | 0 | 0 | 0 | 0
2019-11-19 | 43788 | 0 | 0 | 0 | 0 | 0 | 0 | 0 | 0 | 0 | 0 | 0 | 0
2019-11-19 01:00 | 43788.0417 | 0 | 0 | 0 | 0 | 0 | 0 | 0 | 0 | 0 | 0 | 0 | 0
2019-11-19 02:00 | 43788.0833 | 0 | 0 | 0 | 0 | 0 | 0 | 0 | 0 | 0 | 0 | 0 | 0
2019-11-19 03:00 | 43788.125 | 0 | 0 | 0 | 0 | 0 | 0 | 0 | 0 | 0 | 0 | 0 | 0
2019-11-19 04:00 | 43788.1667 | 0 | 0 | 0 | 0 | 0 | 0 | 0 | 0 | 0 | 0 | 0 | 0
2019-11-19 05:00 | 43788.2083 | 0 | 0 | 0 | 0 | 0 | 0 | 0 | 0 | 0 | 0 | 0 | 0
2019-11-19 06:00 | 43788.25 | 0 | 0 | 0 | 0 | 0 | 0 | 0 | 0 | 0 | 0 | 0 | 0
2019-11-19 07:00 | 43788.2917 | 0 | 0 | 0 | 0 | 0 | 0 | 0 | 0 | 0 | 0 | 0 | 0
2019-11-19 08:00 | 43788.3333 | 0.0065734 | 0.0087645 | 0.010956 | 0.013147 | 0.015338 | 0.017529 | 0.01972 | 0.021911 | 0.024102 | 0.026293 | 0.028485 | 0.030676
2019-11-19 09:00 | 43788.375 | 0.21008 | 0.2801 | 0.35013 | 0.42015 | 0.49018 | 0.5602 | 0.63023 | 0.70025 | 0.77028 | 0.84031 | 0.91033 | 0.98036
2019-11-19 10:00 | 43788.4167 | 0.3565 | 0.47534 | 0.59417 | 0.71301 | 0.83184 | 0.95068 | 1.0695 | 1.1883 | 1.3072 | 1.426 | 1.5449 | 1.6637
2019-11-19 11:00 | 43788.4583 | 0.44524 | 0.59366 | 0.74207 | 0.89048 | 1.0389 | 1.1873 | 1.3357 | 1.4841 | 1.6326 | 1.781 | 1.9294 | 2.0778
2019-11-19 12:00 | 43788.5 | 0.45384 | 0.60512 | 0.7564 | 0.90768 | 1.059 | 1.2102 | 1.3615 | 1.5128 | 1.6641 | 1.8154 | 1.9666 | 2.1179
2019-11-19 13:00 | 43788.5417 | 0.4718 | 0.62906 | 0.78633 | 0.94359 | 1.1009 | 1.2581 | 1.4154 | 1.5727 | 1.7299 | 1.8872 | 2.0444 | 2.2017
2019-11-19 14:00 | 43788.5833 | 0.46867 | 0.6249 | 0.78112 | 0.93734 | 1.0936 | 1.2498 | 1.406 | 1.5622 | 1.7185 | 1.8747 | 2.0309 | 2.1871
2019-11-19 15:00 | 43788.625 | 0.32987 | 0.43983 | 0.54979 | 0.65975 | 0.76971 | 0.87967 | 0.98962 | 1.0996 | 1.2095 | 1.3195 | 1.4295 | 1.5394
2019-11-19 16:00 | 43788.6667 | 0.1408 | 0.18773 | 0.23466 | 0.2816 | 0.32853 | 0.37546 | 0.4224 | 0.46933 | 0.51626 | 0.56319 | 0.61013 | 0.65706
2019-11-19 17:00 | 43788.7083 | 0.0042615 | 0.0056821 | 0.0071026 | 0.0085231 | 0.0099436 | 0.011364 | 0.012785 | 0.014205 | 0.015626 | 0.017046 | 0.018467 | 0.019887
2019-11-19 18:00 | 43788.75 | 0 | 0 | 0 | 0 | 0 | 0 | 0 | 0 | 0 | 0 | 0 | 0
2019-11-19 19:00 | 43788.7917 | 0 | 0 | 0 | 0 | 0 | 0 | 0 | 0 | 0 | 0 | 0 | 0
2019-11-19 20:00 | 43788.8333 | 0 | 0 | 0 | 0 | 0 | 0 | 0 | 0 | 0 | 0 | 0 | 0
2019-11-19 21:00 | 43788.875 | 0 | 0 | 0 | 0 | 0 | 0 | 0 | 0 | 0 | 0 | 0 | 0
2019-11-19 22:00 | 43788.9167 | 0 | 0 | 0 | 0 | 0 | 0 | 0 | 0 | 0 | 0 | 0 | 0
2019-11-19 23:00 | 43788.9583 | 0 | 0 | 0 | 0 | 0 | 0 | 0 | 0 | 0 | 0 | 0 | 0
2019-11-20 | 43789 | 0 | 0 | 0 | 0 | 0 | 0 | 0 | 0 | 0 | 0 | 0 | 0
2019-11-20 01:00 | 43789.0417 | 0 | 0 | 0 | 0 | 0 | 0 | 0 | 0 | 0 | 0 | 0 | 0
2019-11-20 02:00 | 43789.0833 | 0 | 0 | 0 | 0 | 0 | 0 | 0 | 0 | 0 | 0 | 0 | 0
2019-11-20 03:00 | 43789.125 | 0 | 0 | 0 | 0 | 0 | 0 | 0 | 0 | 0 | 0 | 0 | 0
2019-11-20 04:00 | 43789.1667 | 0 | 0 | 0 | 0 | 0 | 0 | 0 | 0 | 0 | 0 | 0 | 0
2019-11-20 05:00 | 43789.2083 | 0 | 0 | 0 | 0 | 0 | 0 | 0 | 0 | 0 | 0 | 0 | 0
2019-11-20 06:00 | 43789.25 | 0 | 0 | 0 | 0 | 0 | 0 | 0 | 0 | 0 | 0 | 0 | 0
2019-11-20 07:00 | 43789.2917 | 0 | 0 | 0 | 0 | 0 | 0 | 0 | 0 | 0 | 0 | 0 | 0
2019-11-20 08:00 | 43789.3333 | 0.001389 | 0.001852 | 0.002315 | 0.002778 | 0.003241 | 0.003704 | 0.004167 | 0.00463 | 0.005093 | 0.005556 | 0.006019 | 0.006482
2019-11-20 09:00 | 43789.375 | 0.33474 | 0.44631 | 0.55789 | 0.66947 | 0.78105 | 0.89263 | 1.0042 | 1.1158 | 1.2274 | 1.3389 | 1.4505 | 1.5621
2019-11-20 10:00 | 43789.4167 | 1.2383 | 1.6511 | 2.0638 | 2.4766 | 2.8894 | 3.3022 | 3.7149 | 4.1277 | 4.5405 | 4.9532 | 5.366 | 5.7788
2019-11-20 11:00 | 43789.4583 | 1.3947 | 1.8597 | 2.3246 | 2.7895 | 3.2544 | 3.7193 | 4.1842 | 4.6491 | 5.1141 | 5.579 | 6.0439 | 6.5088
2019-11-20 12:00 | 43789.5 | 1.8209 | 2.4278 | 3.0348 | 3.6418 | 4.2487 | 4.8557 | 5.4626 | 6.0696 | 6.6766 | 7.2835 | 7.8905 | 8.4975
2019-11-20 13:00 | 43789.5417 | 2.1358 | 2.8478 | 3.5597 | 4.2717 | 4.9836 | 5.6956 | 6.4075 | 7.1194 | 7.8314 | 8.5433 | 9.2553 | 9.9672
2019-11-20 14:00 | 43789.5833 | 1.8104 | 2.4138 | 3.0173 | 3.6207 | 4.2242 | 4.8276 | 5.4311 | 6.0345 | 6.638 | 7.2415 | 7.8449 | 8.4484
2019-11-20 15:00 | 43789.625 | 1.0906 | 1.4542 | 1.8177 | 2.1813 | 2.5448 | 2.9084 | 3.2719 | 3.6355 | 3.999 | 4.3626 | 4.7261 | 5.0896
2019-11-20 16:00 | 43789.6667 | 0.73426 | 0.97901 | 1.2238 | 1.4685 | 1.7133 | 1.958 | 2.2028 | 2.4475 | 2.6923 | 2.937 | 3.1818 | 3.4266
2019-11-20 17:00 | 43789.7083 | 0.035818 | 0.047758 | 0.059697 | 0.071636 | 0.083576 | 0.095515 | 0.10745 | 0.11939 | 0.13133 | 0.14327 | 0.15521 | 0.16715
2019-11-20 18:00 | 43789.75 | 0 | 0 | 0 | 0 | 0 | 0 | 0 | 0 | 0 | 0 | 0 | 0
2019-11-20 19:00 | 43789.7917 | 0 | 0 | 0 | 0 | 0 | 0 | 0 | 0 | 0 | 0 | 0 | 0
2019-11-20 20:00 | 43789.8333 | 0 | 0 | 0 | 0 | 0 | 0 | 0 | 0 | 0 | 0 | 0 | 0
2019-11-20 21:00 | 43789.875 | 0 | 0 | 0 | 0 | 0 | 0 | 0 | 0 | 0 | 0 | 0 | 0
2019-11-20 22:00 | 43789.9167 | 0 | 0 | 0 | 0 | 0 | 0 | 0 | 0 | 0 | 0 | 0 | 0
2019-11-20 23:00 | 43789.9583 | 0 | 0 | 0 | 0 | 0 | 0 | 0 | 0 | 0 | 0 | 0 | 0
2019-11-21 | 43790 | 0 | 0 | 0 | 0 | 0 | 0 | 0 | 0 | 0 | 0 | 0 | 0
2019-11-21 01:00 | 43790.0417 | 0 | 0 | 0 | 0 | 0 | 0 | 0 | 0 | 0 | 0 | 0 | 0
2019-11-21 02:00 | 43790.0833 | 0 | 0 | 0 | 0 | 0 | 0 | 0 | 0 | 0 | 0 | 0 | 0
2019-11-21 03:00 | 43790.125 | 0 | 0 | 0 | 0 | 0 | 0 | 0 | 0 | 0 | 0 | 0 | 0
2019-11-21 04:00 | 43790.1667 | 0 | 0 | 0 | 0 | 0 | 0 | 0 | 0 | 0 | 0 | 0 | 0
2019-11-21 05:00 | 43790.2083 | 0 | 0 | 0 | 0 | 0 | 0 | 0 | 0 | 0 | 0 | 0 | 0
2019-11-21 06:00 | 43790.25 | 0 | 0 | 0 | 0 | 0 | 0 | 0 | 0 | 0 | 0 | 0 | 0
2019-11-21 07:00 | 43790.2917 | 0 | 0 | 0 | 0 | 0 | 0 | 0 | 0 | 0 | 0 | 0 | 0
2019-11-21 08:00 | 43790.3333 | 0.003193 | 0.0042573 | 0.0053217 | 0.006386 | 0.0074503 | 0.0085147 | 0.009579 | 0.010643 | 0.011708 | 0.012772 | 0.013836 | 0.014901
2019-11-21 09:00 | 43790.375 | 0.25523 | 0.34031 | 0.42539 | 0.51047 | 0.59555 | 0.68063 | 0.7657 | 0.85078 | 0.93586 | 1.0209 | 1.106 | 1.1911
2019-11-21 10:00 | 43790.4167 | 0.56355 | 0.75139 | 0.93924 | 1.1271 | 1.3149 | 1.5028 | 1.6906 | 1.8785 | 2.0663 | 2.2542 | 2.442 | 2.6299
2019-11-21 11:00 | 43790.4583 | 0.82621 | 1.1016 | 1.377 | 1.6524 | 1.9278 | 2.2032 | 2.4786 | 2.754 | 3.0294 | 3.3048 | 3.5802 | 3.8556
2019-11-21 12:00 | 43790.5 | 1.0665 | 1.422 | 1.7775 | 2.133 | 2.4885 | 2.844 | 3.1996 | 3.5551 | 3.9106 | 4.2661 | 4.6216 | 4.9771
2019-11-21 13:00 | 43790.5417 | 0.92887 | 1.2385 | 1.5481 | 1.8577 | 2.1674 | 2.477 | 2.7866 | 3.0962 | 3.4058 | 3.7155 | 4.0251 | 4.3347
2019-11-21 14:00 | 43790.5833 | 0.71986 | 0.95982 | 1.1998 | 1.4397 | 1.6797 | 1.9196 | 2.1596 | 2.3995 | 2.6395 | 2.8795 | 3.1194 | 3.3594
2019-11-21 15:00 | 43790.625 | 0.5232 | 0.6976 | 0.872 | 1.0464 | 1.2208 | 1.3952 | 1.5696 | 1.744 | 1.9184 | 2.0928 | 2.2672 | 2.4416
2019-11-21 16:00 | 43790.6667 | 0.32524 | 0.43366 | 0.54207 | 0.65049 | 0.7589 | 0.86732 | 0.97573 | 1.0841 | 1.1926 | 1.301 | 1.4094 | 1.5178
2019-11-21 17:00 | 43790.7083 | 0.0047107 | 0.0062809 | 0.0078512 | 0.0094214 | 0.010992 | 0.012562 | 0.014132 | 0.015702 | 0.017273 | 0.018843 | 0.020413 | 0.021983
2019-11-21 18:00 | 43790.75 | 0 | 0 | 0 | 0 | 0 | 0 | 0 | 0 | 0 | 0 | 0 | 0
2019-11-21 19:00 | 43790.7917 | 0 | 0 | 0 | 0 | 0 | 0 | 0 | 0 | 0 | 0 | 0 | 0
2019-11-21 20:00 | 43790.8333 | 0 | 0 | 0 | 0 | 0 | 0 | 0 | 0 | 0 | 0 | 0 | 0
2019-11-21 21:00 | 43790.875 | 0 | 0 | 0 | 0 | 0 | 0 | 0 | 0 | 0 | 0 | 0 | 0
2019-11-21 22:00 | 43790.9167 | 0 | 0 | 0 | 0 | 0 | 0 | 0 | 0 | 0 | 0 | 0 | 0
2019-11-21 23:00 | 43790.9583 | 0 | 0 | 0 | 0 | 0 | 0 | 0 | 0 | 0 | 0 | 0 | 0
2019-11-22 | 43791 | 0 | 0 | 0 | 0 | 0 | 0 | 0 | 0 | 0 | 0 | 0 | 0
2019-11-22 01:00 | 43791.0417 | 0 | 0 | 0 | 0 | 0 | 0 | 0 | 0 | 0 | 0 | 0 | 0
2019-11-22 02:00 | 43791.0833 | 0 | 0 | 0 | 0 | 0 | 0 | 0 | 0 | 0 | 0 | 0 | 0
2019-11-22 03:00 | 43791.125 | 0 | 0 | 0 | 0 | 0 | 0 | 0 | 0 | 0 | 0 | 0 | 0
2019-11-22 04:00 | 43791.1667 | 0 | 0 | 0 | 0 | 0 | 0 | 0 | 0 | 0 | 0 | 0 | 0
2019-11-22 05:00 | 43791.2083 | 0 | 0 | 0 | 0 | 0 | 0 | 0 | 0 | 0 | 0 | 0 | 0
2019-11-22 06:00 | 43791.25 | 0 | 0 | 0 | 0 | 0 | 0 | 0 | 0 | 0 | 0 | 0 | 0
2019-11-22 07:00 | 43791.2917 | 0 | 0 | 0 | 0 | 0 | 0 | 0 | 0 | 0 | 0 | 0 | 0
2019-11-22 08:00 | 43791.3333 | 0.0032244 | 0.0042993 | 0.0053741 | 0.0064489 | 0.0075237 | 0.0085985 | 0.0096733 | 0.010748 | 0.011823 | 0.012898 | 0.013973 | 0.015047
2019-11-22 09:00 | 43791.375 | 0.54754 | 0.73006 | 0.91257 | 1.0951 | 1.2776 | 1.4601 | 1.6426 | 1.8251 | 2.0077 | 2.1902 | 2.3727 | 2.5552
2019-11-22 10:00 | 43791.4167 | 0.87364 | 1.1649 | 1.4561 | 1.7473 | 2.0385 | 2.3297 | 2.6209 | 2.9121 | 3.2034 | 3.4946 | 3.7858 | 4.077
2019-11-22 11:00 | 43791.4583 | 1.6965 | 2.262 | 2.8275 | 3.393 | 3.9585 | 4.524 | 5.0895 | 5.655 | 6.2204 | 6.7859 | 7.3514 | 7.9169
2019-11-22 12:00 | 43791.5 | 2.4127 | 3.217 | 4.0212 | 4.8255 | 5.6297 | 6.434 | 7.2382 | 8.0425 | 8.8467 | 9.651 | 10.4552 | 11.2595
2019-11-22 13:00 | 43791.5417 | 2.0088 | 2.6783 | 3.3479 | 4.0175 | 4.6871 | 5.3567 | 6.0263 | 6.6959 | 7.3654 | 8.035 | 8.7046 | 9.3742
2019-11-22 14:00 | 43791.5833 | 1.6667 | 2.2223 | 2.7779 | 3.3334 | 3.889 | 4.4446 | 5.0002 | 5.5557 | 6.1113 | 6.6669 | 7.2225 | 7.778
2019-11-22 15:00 | 43791.625 | 1.3758 | 1.8345 | 2.2931 | 2.7517 | 3.2103 | 3.6689 | 4.1275 | 4.5862 | 5.0448 | 5.5034 | 5.962 | 6.4206
2019-11-22 16:00 | 43791.6667 | 0.44814 | 0.59753 | 0.74691 | 0.89629 | 1.0457 | 1.1951 | 1.3444 | 1.4938 | 1.6432 | 1.7926 | 1.942 | 2.0913
2019-11-22 17:00 | 43791.7083 | 0.0062642 | 0.0083522 | 0.01044 | 0.012528 | 0.014616 | 0.016704 | 0.018793 | 0.020881 | 0.022969 | 0.025057 | 0.027145 | 0.029233
2019-11-22 18:00 | 43791.75 | 0 | 0 | 0 | 0 | 0 | 0 | 0 | 0 | 0 | 0 | 0 | 0
2019-11-22 19:00 | 43791.7917 | 0 | 0 | 0 | 0 | 0 | 0 | 0 | 0 | 0 | 0 | 0 | 0
2019-11-22 20:00 | 43791.8333 | 0 | 0 | 0 | 0 | 0 | 0 | 0 | 0 | 0 | 0 | 0 | 0
2019-11-22 21:00 | 43791.875 | 0 | 0 | 0 | 0 | 0 | 0 | 0 | 0 | 0 | 0 | 0 | 0
2019-11-22 22:00 | 43791.9167 | 0 | 0 | 0 | 0 | 0 | 0 | 0 | 0 | 0 | 0 | 0 | 0
2019-11-22 23:00 | 43791.9583 | 0 | 0 | 0 | 0 | 0 | 0 | 0 | 0 | 0 | 0 | 0 | 0
2019-11-23 | 43792 | 0 | 0 | 0 | 0 | 0 | 0 | 0 | 0 | 0 | 0 | 0 | 0
2019-11-23 01:00 | 43792.0417 | 0 | 0 | 0 | 0 | 0 | 0 | 0 | 0 | 0 | 0 | 0 | 0
2019-11-23 02:00 | 43792.0833 | 0 | 0 | 0 | 0 | 0 | 0 | 0 | 0 | 0 | 0 | 0 | 0
2019-11-23 03:00 | 43792.125 | 0 | 0 | 0 | 0 | 0 | 0 | 0 | 0 | 0 | 0 | 0 | 0
2019-11-23 04:00 | 43792.1667 | 0 | 0 | 0 | 0 | 0 | 0 | 0 | 0 | 0 | 0 | 0 | 0
2019-11-23 05:00 | 43792.2083 | 0 | 0 | 0 | 0 | 0 | 0 | 0 | 0 | 0 | 0 | 0 | 0
2019-11-23 06:00 | 43792.25 | 0 | 0 | 0 | 0 | 0 | 0 | 0 | 0 | 0 | 0 | 0 | 0
2019-11-23 07:00 | 43792.2917 | 0 | 0 | 0 | 0 | 0 | 0 | 0 | 0 | 0 | 0 | 0 | 0
2019-11-23 08:00 | 43792.3333 | 0.0069278 | 0.0092371 | 0.011546 | 0.013856 | 0.016165 | 0.018474 | 0.020783 | 0.023093 | 0.025402 | 0.027711 | 0.03002 | 0.03233
2019-11-23 09:00 | 43792.375 | 0.81038 | 1.0805 | 1.3506 | 1.6208 | 1.8909 | 2.161 | 2.4311 | 2.7013 | 2.9714 | 3.2415 | 3.5116 | 3.7818
2019-11-23 10:00 | 43792.4167 | 1.4929 | 1.9905 | 2.4881 | 2.9857 | 3.4834 | 3.981 | 4.4786 | 4.9762 | 5.4739 | 5.9715 | 6.4691 | 6.9667
2019-11-23 11:00 | 43792.4583 | 1.5272 | 2.0362 | 2.5453 | 3.0544 | 3.5634 | 4.0725 | 4.5815 | 5.0906 | 5.5997 | 6.1087 | 6.6178 | 7.1268
2019-11-23 12:00 | 43792.5 | 1.9891 | 2.6522 | 3.3152 | 3.9783 | 4.6413 | 5.3044 | 5.9674 | 6.6304 | 7.2935 | 7.9565 | 8.6196 | 9.2826
2019-11-23 13:00 | 43792.5417 | 1.7829 | 2.3772 | 2.9715 | 3.5658 | 4.1602 | 4.7545 | 5.3488 | 5.9431 | 6.5374 | 7.1317 | 7.726 | 8.3203
2019-11-23 14:00 | 43792.5833 | 2.0054 | 2.6738 | 3.3423 | 4.0107 | 4.6792 | 5.3476 | 6.0161 | 6.6845 | 7.353 | 8.0214 | 8.6899 | 9.3583
2019-11-23 15:00 | 43792.625 | 1.6143 | 2.1524 | 2.6905 | 3.2287 | 3.7668 | 4.3049 | 4.843 | 5.3811 | 5.9192 | 6.4573 | 6.9954 | 7.5335
2019-11-23 16:00 | 43792.6667 | 0.70436 | 0.93915 | 1.1739 | 1.4087 | 1.6435 | 1.8783 | 2.1131 | 2.3479 | 2.5827 | 2.8174 | 3.0522 | 3.287
2019-11-23 17:00 | 43792.7083 | 0.01548 | 0.02064 | 0.0258 | 0.030959 | 0.036119 | 0.041279 | 0.046439 | 0.051599 | 0.056759 | 0.061919 | 0.067079 | 0.072239
2019-11-23 18:00 | 43792.75 | 0 | 0 | 0 | 0 | 0 | 0 | 0 | 0 | 0 | 0 | 0 | 0
2019-11-23 19:00 | 43792.7917 | 0 | 0 | 0 | 0 | 0 | 0 | 0 | 0 | 0 | 0 | 0 | 0
2019-11-23 20:00 | 43792.8333 | 0 | 0 | 0 | 0 | 0 | 0 | 0 | 0 | 0 | 0 | 0 | 0
2019-11-23 21:00 | 43792.875 | 0 | 0 | 0 | 0 | 0 | 0 | 0 | 0 | 0 | 0 | 0 | 0
2019-11-23 22:00 | 43792.9167 | 0 | 0 | 0 | 0 | 0 | 0 | 0 | 0 | 0 | 0 | 0 | 0
2019-11-23 23:00 | 43792.9583 | 0 | 0 | 0 | 0 | 0 | 0 | 0 | 0 | 0 | 0 | 0 | 0
2019-11-24 | 43793 | 0 | 0 | 0 | 0 | 0 | 0 | 0 | 0 | 0 | 0 | 0 | 0
2019-11-24 01:00 | 43793.0417 | 0 | 0 | 0 | 0 | 0 | 0 | 0 | 0 | 0 | 0 | 0 | 0
2019-11-24 02:00 | 43793.0833 | 0 | 0 | 0 | 0 | 0 | 0 | 0 | 0 | 0 | 0 | 0 | 0
2019-11-24 03:00 | 43793.125 | 0 | 0 | 0 | 0 | 0 | 0 | 0 | 0 | 0 | 0 | 0 | 0
2019-11-24 04:00 | 43793.1667 | 0 | 0 | 0 | 0 | 0 | 0 | 0 | 0 | 0 | 0 | 0 | 0
2019-11-24 05:00 | 43793.2083 | 0 | 0 | 0 | 0 | 0 | 0 | 0 | 0 | 0 | 0 | 0 | 0
2019-11-24 06:00 | 43793.25 | 0 | 0 | 0 | 0 | 0 | 0 | 0 | 0 | 0 | 0 | 0 | 0
2019-11-24 07:00 | 43793.2917 | 0 | 0 | 0 | 0 | 0 | 0 | 0 | 0 | 0 | 0 | 0 | 0
2019-11-24 08:00 | 43793.3333 | 0.0073719 | 0.0098292 | 0.012287 | 0.014744 | 0.017201 | 0.019658 | 0.022116 | 0.024573 | 0.02703 | 0.029488 | 0.031945 | 0.034402
2019-11-24 09:00 | 43793.375 | 0.52058 | 0.69411 | 0.86764 | 1.0412 | 1.2147 | 1.3882 | 1.5618 | 1.7353 | 1.9088 | 2.0823 | 2.2559 | 2.4294
2019-11-24 10:00 | 43793.4167 | 1.3848 | 1.8464 | 2.308 | 2.7696 | 3.2312 | 3.6927 | 4.1543 | 4.6159 | 5.0775 | 5.5391 | 6.0007 | 6.4623
2019-11-24 11:00 | 43793.4583 | 2.2239 | 2.9652 | 3.7066 | 4.4479 | 5.1892 | 5.9305 | 6.6718 | 7.4131 | 8.1544 | 8.8957 | 9.637 | 10.3783
2019-11-24 12:00 | 43793.5 | 2.2399 | 2.9865 | 3.7331 | 4.4797 | 5.2264 | 5.973 | 6.7196 | 7.4662 | 8.2129 | 8.9595 | 9.7061 | 10.4527
2019-11-24 13:00 | 43793.5417 | 1.8114 | 2.4152 | 3.019 | 3.6228 | 4.2266 | 4.8304 | 5.4342 | 6.038 | 6.6418 | 7.2456 | 7.8493 | 8.4531
2019-11-24 14:00 | 43793.5833 | 1.6909 | 2.2545 | 2.8181 | 3.3817 | 3.9454 | 4.509 | 5.0726 | 5.6362 | 6.1999 | 6.7635 | 7.3271 | 7.8907
2019-11-24 15:00 | 43793.625 | 0.95029 | 1.2671 | 1.5838 | 1.9006 | 2.2174 | 2.5341 | 2.8509 | 3.1676 | 3.4844 | 3.8012 | 4.1179 | 4.4347
2019-11-24 16:00 | 43793.6667 | 0.24617 | 0.32823 | 0.41029 | 0.49235 | 0.57441 | 0.65647 | 0.73852 | 0.82058 | 0.90264 | 0.9847 | 1.0668 | 1.1488
2019-11-24 17:00 | 43793.7083 | 0.0049818 | 0.0066424 | 0.008303 | 0.0099636 | 0.011624 | 0.013285 | 0.014945 | 0.016606 | 0.018267 | 0.019927 | 0.021588 | 0.023248
2019-11-24 18:00 | 43793.75 | 0 | 0 | 0 | 0 | 0 | 0 | 0 | 0 | 0 | 0 | 0 | 0
2019-11-24 19:00 | 43793.7917 | 0 | 0 | 0 | 0 | 0 | 0 | 0 | 0 | 0 | 0 | 0 | 0
2019-11-24 20:00 | 43793.8333 | 0 | 0 | 0 | 0 | 0 | 0 | 0 | 0 | 0 | 0 | 0 | 0
2019-11-24 21:00 | 43793.875 | 0 | 0 | 0 | 0 | 0 | 0 | 0 | 0 | 0 | 0 | 0 | 0
2019-11-24 22:00 | 43793.9167 | 0 | 0 | 0 | 0 | 0 | 0 | 0 | 0 | 0 | 0 | 0 | 0
2019-11-24 23:00 | 43793.9583 | 0 | 0 | 0 | 0 | 0 | 0 | 0 | 0 | 0 | 0 | 0 | 0
2019-11-25 | 43794 | 0 | 0 | 0 | 0 | 0 | 0 | 0 | 0 | 0 | 0 | 0 | 0
2019-11-25 01:00 | 43794.0417 | 0 | 0 | 0 | 0 | 0 | 0 | 0 | 0 | 0 | 0 | 0 | 0
2019-11-25 02:00 | 43794.0833 | 0 | 0 | 0 | 0 | 0 | 0 | 0 | 0 | 0 | 0 | 0 | 0
2019-11-25 03:00 | 43794.125 | 0 | 0 | 0 | 0 | 0 | 0 | 0 | 0 | 0 | 0 | 0 | 0
2019-11-25 04:00 | 43794.1667 | 0 | 0 | 0 | 0 | 0 | 0 | 0 | 0 | 0 | 0 | 0 | 0
2019-11-25 05:00 | 43794.2083 | 0 | 0 | 0 | 0 | 0 | 0 | 0 | 0 | 0 | 0 | 0 | 0
2019-11-25 06:00 | 43794.25 | 0 | 0 | 0 | 0 | 0 | 0 | 0 | 0 | 0 | 0 | 0 | 0
2019-11-25 07:00 | 43794.2917 | 0 | 0 | 0 | 0 | 0 | 0 | 0 | 0 | 0 | 0 | 0 | 0
2019-11-25 08:00 | 43794.3333 | 0.0014836 | 0.0019782 | 0.0024727 | 0.0029673 | 0.0034618 | 0.0039564 | 0.0044509 | 0.0049455 | 0.00544 | 0.0059346 | 0.0064291 | 0.0069236
2019-11-25 09:00 | 43794.375 | 0.18143 | 0.24191 | 0.30239 | 0.36286 | 0.42334 | 0.48382 | 0.54429 | 0.60477 | 0.66525 | 0.72573 | 0.7862 | 0.84668
2019-11-25 10:00 | 43794.4167 | 0.49675 | 0.66233 | 0.82791 | 0.9935 | 1.1591 | 1.3247 | 1.4902 | 1.6558 | 1.8214 | 1.987 | 2.1526 | 2.3182
2019-11-25 11:00 | 43794.4583 | 0.61118 | 0.81491 | 1.0186 | 1.2224 | 1.4261 | 1.6298 | 1.8335 | 2.0373 | 2.241 | 2.4447 | 2.6485 | 2.8522
2019-11-25 12:00 | 43794.5 | 0.80077 | 1.0677 | 1.3346 | 1.6015 | 1.8685 | 2.1354 | 2.4023 | 2.6692 | 2.9362 | 3.2031 | 3.47 | 3.7369
2019-11-25 13:00 | 43794.5417 | 0.73711 | 0.98281 | 1.2285 | 1.4742 | 1.7199 | 1.9656 | 2.2113 | 2.457 | 2.7027 | 2.9484 | 3.1941 | 3.4398
2019-11-25 14:00 | 43794.5833 | 0.64861 | 0.86481 | 1.081 | 1.2972 | 1.5134 | 1.7296 | 1.9458 | 2.162 | 2.3782 | 2.5944 | 2.8106 | 3.0268
2019-11-25 15:00 | 43794.625 | 0.46898 | 0.62531 | 0.78164 | 0.93796 | 1.0943 | 1.2506 | 1.4069 | 1.5633 | 1.7196 | 1.8759 | 2.0323 | 2.1886
2019-11-25 16:00 | 43794.6667 | 0.31199 | 0.41599 | 0.51998 | 0.62398 | 0.72797 | 0.83197 | 0.93597 | 1.04 | 1.144 | 1.248 | 1.352 | 1.4559
2019-11-25 17:00 | 43794.7083 | 0.012333 | 0.016444 | 0.020555 | 0.024665 | 0.028776 | 0.032887 | 0.036998 | 0.041109 | 0.04522 | 0.049331 | 0.053442 | 0.057553
2019-11-25 18:00 | 43794.75 | 0 | 0 | 0 | 0 | 0 | 0 | 0 | 0 | 0 | 0 | 0 | 0
2019-11-25 19:00 | 43794.7917 | 0 | 0 | 0 | 0 | 0 | 0 | 0 | 0 | 0 | 0 | 0 | 0
2019-11-25 20:00 | 43794.8333 | 0 | 0 | 0 | 0 | 0 | 0 | 0 | 0 | 0 | 0 | 0 | 0
2019-11-25 21:00 | 43794.875 | 0 | 0 | 0 | 0 | 0 | 0 | 0 | 0 | 0 | 0 | 0 | 0
2019-11-25 22:00 | 43794.9167 | 0 | 0 | 0 | 0 | 0 | 0 | 0 | 0 | 0 | 0 | 0 | 0
2019-11-25 23:00 | 43794.9583 | 0 | 0 | 0 | 0 | 0 | 0 | 0 | 0 | 0 | 0 | 0 | 0
2019-11-26 | 43795 | 0 | 0 | 0 | 0 | 0 | 0 | 0 | 0 | 0 | 0 | 0 | 0
2019-11-26 01:00 | 43795.0417 | 0 | 0 | 0 | 0 | 0 | 0 | 0 | 0 | 0 | 0 | 0 | 0
2019-11-26 02:00 | 43795.0833 | 0 | 0 | 0 | 0 | 0 | 0 | 0 | 0 | 0 | 0 | 0 | 0
2019-11-26 03:00 | 43795.125 | 0 | 0 | 0 | 0 | 0 | 0 | 0 | 0 | 0 | 0 | 0 | 0
2019-11-26 04:00 | 43795.1667 | 0 | 0 | 0 | 0 | 0 | 0 | 0 | 0 | 0 | 0 | 0 | 0
2019-11-26 05:00 | 43795.2083 | 0 | 0 | 0 | 0 | 0 | 0 | 0 | 0 | 0 | 0 | 0 | 0
2019-11-26 06:00 | 43795.25 | 0 | 0 | 0 | 0 | 0 | 0 | 0 | 0 | 0 | 0 | 0 | 0
2019-11-26 07:00 | 43795.2917 | 0 | 0 | 0 | 0 | 0 | 0 | 0 | 0 | 0 | 0 | 0 | 0
2019-11-26 08:00 | 43795.3333 | 0.0014331 | 0.0019108 | 0.0023884 | 0.0028661 | 0.0033438 | 0.0038215 | 0.0042992 | 0.0047769 | 0.0052546 | 0.0057323 | 0.00621 | 0.0066876
2019-11-26 09:00 | 43795.375 | 0.058094 | 0.077459 | 0.096824 | 0.11619 | 0.13555 | 0.15492 | 0.17428 | 0.19365 | 0.21301 | 0.23238 | 0.25174 | 0.27111
2019-11-26 10:00 | 43795.4167 | 0.10645 | 0.14194 | 0.17742 | 0.2129 | 0.24839 | 0.28387 | 0.31936 | 0.35484 | 0.39032 | 0.42581 | 0.46129 | 0.49678
2019-11-26 11:00 | 43795.4583 | 0.18985 | 0.25313 | 0.31641 | 0.37969 | 0.44297 | 0.50626 | 0.56954 | 0.63282 | 0.6961 | 0.75938 | 0.82267 | 0.88595
2019-11-26 12:00 | 43795.5 | 0.22823 | 0.3043 | 0.38038 | 0.45646 | 0.53253 | 0.60861 | 0.68468 | 0.76076 | 0.83683 | 0.91291 | 0.98899 | 1.0651
2019-11-26 13:00 | 43795.5417 | 0.25123 | 0.33497 | 0.41872 | 0.50246 | 0.5862 | 0.66995 | 0.75369 | 0.83743 | 0.92118 | 1.0049 | 1.0887 | 1.1724
2019-11-26 14:00 | 43795.5833 | 0.21697 | 0.2893 | 0.36162 | 0.43395 | 0.50627 | 0.5786 | 0.65092 | 0.72325 | 0.79557 | 0.8679 | 0.94022 | 1.0125
2019-11-26 15:00 | 43795.625 | 0.15027 | 0.20036 | 0.25045 | 0.30054 | 0.35063 | 0.40071 | 0.4508 | 0.50089 | 0.55098 | 0.60107 | 0.65116 | 0.70125
2019-11-26 16:00 | 43795.6667 | 0.073864 | 0.098485 | 0.12311 | 0.14773 | 0.17235 | 0.19697 | 0.22159 | 0.24621 | 0.27083 | 0.29546 | 0.32008 | 0.3447
2019-11-26 17:00 | 43795.7083 | 0.0087592 | 0.011679 | 0.014599 | 0.017518 | 0.020438 | 0.023358 | 0.026278 | 0.029197 | 0.032117 | 0.035037 | 0.037957 | 0.040876
2019-11-26 18:00 | 43795.75 | 0 | 0 | 0 | 0 | 0 | 0 | 0 | 0 | 0 | 0 | 0 | 0
2019-11-26 19:00 | 43795.7917 | 0 | 0 | 0 | 0 | 0 | 0 | 0 | 0 | 0 | 0 | 0 | 0
2019-11-26 20:00 | 43795.8333 | 0 | 0 | 0 | 0 | 0 | 0 | 0 | 0 | 0 | 0 | 0 | 0
2019-11-26 21:00 | 43795.875 | 0 | 0 | 0 | 0 | 0 | 0 | 0 | 0 | 0 | 0 | 0 | 0
2019-11-26 22:00 | 43795.9167 | 0 | 0 | 0 | 0 | 0 | 0 | 0 | 0 | 0 | 0 | 0 | 0
2019-11-26 23:00 | 43795.9583 | 0 | 0 | 0 | 0 | 0 | 0 | 0 | 0 | 0 | 0 | 0 | 0
2019-11-27 | 43796 | 0 | 0 | 0 | 0 | 0 | 0 | 0 | 0 | 0 | 0 | 0 | 0
2019-11-27 01:00 | 43796.0417 | 0 | 0 | 0 | 0 | 0 | 0 | 0 | 0 | 0 | 0 | 0 | 0
2019-11-27 02:00 | 43796.0833 | 0 | 0 | 0 | 0 | 0 | 0 | 0 | 0 | 0 | 0 | 0 | 0
2019-11-27 03:00 | 43796.125 | 0 | 0 | 0 | 0 | 0 | 0 | 0 | 0 | 0 | 0 | 0 | 0
2019-11-27 04:00 | 43796.1667 | 0 | 0 | 0 | 0 | 0 | 0 | 0 | 0 | 0 | 0 | 0 | 0
2019-11-27 05:00 | 43796.2083 | 0 | 0 | 0 | 0 | 0 | 0 | 0 | 0 | 0 | 0 | 0 | 0
2019-11-27 06:00 | 43796.25 | 0 | 0 | 0 | 0 | 0 | 0 | 0 | 0 | 0 | 0 | 0 | 0
2019-11-27 07:00 | 43796.2917 | 0 | 0 | 0 | 0 | 0 | 0 | 0 | 0 | 0 | 0 | 0 | 0
2019-11-27 08:00 | 43796.3333 | 0.001452 | 0.001936 | 0.00242 | 0.002904 | 0.003388 | 0.003872 | 0.004356 | 0.00484 | 0.005324 | 0.005808 | 0.006292 | 0.006776
2019-11-27 09:00 | 43796.375 | 0.039862 | 0.05315 | 0.066437 | 0.079725 | 0.093012 | 0.1063 | 0.11959 | 0.13287 | 0.14616 | 0.15945 | 0.17274 | 0.18602
2019-11-27 10:00 | 43796.4167 | 0.10744 | 0.14325 | 0.17907 | 0.21488 | 0.25069 | 0.28651 | 0.32232 | 0.35813 | 0.39395 | 0.42976 | 0.46558 | 0.50139
2019-11-27 11:00 | 43796.4583 | 0.14776 | 0.19701 | 0.24626 | 0.29551 | 0.34477 | 0.39402 | 0.44327 | 0.49252 | 0.54177 | 0.59103 | 0.64028 | 0.68953
2019-11-27 12:00 | 43796.5 | 0.18155 | 0.24207 | 0.30259 | 0.3631 | 0.42362 | 0.48414 | 0.54465 | 0.60517 | 0.66569 | 0.72621 | 0.78672 | 0.84724
2019-11-27 13:00 | 43796.5417 | 0.16514 | 0.22019 | 0.27524 | 0.33029 | 0.38534 | 0.44038 | 0.49543 | 0.55048 | 0.60553 | 0.66057 | 0.71562 | 0.77067
2019-11-27 14:00 | 43796.5833 | 0.15378 | 0.20504 | 0.25631 | 0.30757 | 0.35883 | 0.41009 | 0.46135 | 0.51261 | 0.56387 | 0.61513 | 0.66639 | 0.71766
2019-11-27 15:00 | 43796.625 | 0.12589 | 0.16785 | 0.20981 | 0.25177 | 0.29374 | 0.3357 | 0.37766 | 0.41962 | 0.46159 | 0.50355 | 0.54551 | 0.58747
2019-11-27 16:00 | 43796.6667 | 0.064705 | 0.086273 | 0.10784 | 0.12941 | 0.15098 | 0.17255 | 0.19411 | 0.21568 | 0.23725 | 0.25882 | 0.28039 | 0.30195
2019-11-27 17:00 | 43796.7083 | 0.0068655 | 0.009154 | 0.011442 | 0.013731 | 0.016019 | 0.018308 | 0.020596 | 0.022885 | 0.025173 | 0.027462 | 0.02975 | 0.032039
2019-11-27 18:00 | 43796.75 | 0 | 0 | 0 | 0 | 0 | 0 | 0 | 0 | 0 | 0 | 0 | 0
2019-11-27 19:00 | 43796.7917 | 0 | 0 | 0 | 0 | 0 | 0 | 0 | 0 | 0 | 0 | 0 | 0
2019-11-27 20:00 | 43796.8333 | 0 | 0 | 0 | 0 | 0 | 0 | 0 | 0 | 0 | 0 | 0 | 0
2019-11-27 21:00 | 43796.875 | 0 | 0 | 0 | 0 | 0 | 0 | 0 | 0 | 0 | 0 | 0 | 0
2019-11-27 22:00 | 43796.9167 | 0 | 0 | 0 | 0 | 0 | 0 | 0 | 0 | 0 | 0 | 0 | 0
2019-11-27 23:00 | 43796.9583 | 0 | 0 | 0 | 0 | 0 | 0 | 0 | 0 | 0 | 0 | 0 | 0
2019-11-28 | 43797 | 0 | 0 | 0 | 0 | 0 | 0 | 0 | 0 | 0 | 0 | 0 | 0
2019-11-28 01:00 | 43797.0417 | 0 | 0 | 0 | 0 | 0 | 0 | 0 | 0 | 0 | 0 | 0 | 0
2019-11-28 02:00 | 43797.0833 | 0 | 0 | 0 | 0 | 0 | 0 | 0 | 0 | 0 | 0 | 0 | 0
2019-11-28 03:00 | 43797.125 | 0 | 0 | 0 | 0 | 0 | 0 | 0 | 0 | 0 | 0 | 0 | 0
2019-11-28 04:00 | 43797.1667 | 0 | 0 | 0 | 0 | 0 | 0 | 0 | 0 | 0 | 0 | 0 | 0
2019-11-28 05:00 | 43797.2083 | 0 | 0 | 0 | 0 | 0 | 0 | 0 | 0 | 0 | 0 | 0 | 0
2019-11-28 06:00 | 43797.25 | 0 | 0 | 0 | 0 | 0 | 0 | 0 | 0 | 0 | 0 | 0 | 0
2019-11-28 07:00 | 43797.2917 | 0 | 0 | 0 | 0 | 0 | 0 | 0 | 0 | 0 | 0 | 0 | 0
2019-11-28 08:00 | 43797.3333 | 0.0015312 | 0.0020417 | 0.0025521 | 0.0030625 | 0.0035729 | 0.0040833 | 0.0045937 | 0.0051041 | 0.0056146 | 0.006125 | 0.0066354 | 0.0071458
2019-11-28 09:00 | 43797.375 | 0.10868 | 0.1449 | 0.18113 | 0.21735 | 0.25358 | 0.2898 | 0.32603 | 0.36225 | 0.39848 | 0.43471 | 0.47093 | 0.50716
2019-11-28 10:00 | 43797.4167 | 0.33839 | 0.45119 | 0.56399 | 0.67678 | 0.78958 | 0.90238 | 1.0152 | 1.128 | 1.2408 | 1.3536 | 1.4664 | 1.5792
2019-11-28 11:00 | 43797.4583 | 0.59693 | 0.7959 | 0.99488 | 1.1939 | 1.3928 | 1.5918 | 1.7908 | 1.9898 | 2.1887 | 2.3877 | 2.5867 | 2.7857
2019-11-28 12:00 | 43797.5 | 0.68331 | 0.91108 | 1.1388 | 1.3666 | 1.5944 | 1.8222 | 2.0499 | 2.2777 | 2.5055 | 2.7332 | 2.961 | 3.1888
2019-11-28 13:00 | 43797.5417 | 0.68016 | 0.90688 | 1.1336 | 1.3603 | 1.587 | 1.8138 | 2.0405 | 2.2672 | 2.4939 | 2.7206 | 2.9473 | 3.1741
2019-11-28 14:00 | 43797.5833 | 0.63853 | 0.85137 | 1.0642 | 1.2771 | 1.4899 | 1.7027 | 1.9156 | 2.1284 | 2.3413 | 2.5541 | 2.767 | 2.9798
2019-11-28 15:00 | 43797.625 | 0.49162 | 0.6555 | 0.81937 | 0.98324 | 1.1471 | 1.311 | 1.4749 | 1.6387 | 1.8026 | 1.9665 | 2.1304 | 2.2942
2019-11-28 16:00 | 43797.6667 | 0.26544 | 0.35392 | 0.4424 | 0.53087 | 0.61935 | 0.70783 | 0.79631 | 0.88479 | 0.97327 | 1.0617 | 1.1502 | 1.2387
2019-11-28 17:00 | 43797.7083 | 0.011015 | 0.014686 | 0.018358 | 0.022029 | 0.025701 | 0.029372 | 0.033044 | 0.036715 | 0.040387 | 0.044058 | 0.04773 | 0.051401
2019-11-28 18:00 | 43797.75 | 0 | 0 | 0 | 0 | 0 | 0 | 0 | 0 | 0 | 0 | 0 | 0
2019-11-28 19:00 | 43797.7917 | 0 | 0 | 0 | 0 | 0 | 0 | 0 | 0 | 0 | 0 | 0 | 0
2019-11-28 20:00 | 43797.8333 | 0 | 0 | 0 | 0 | 0 | 0 | 0 | 0 | 0 | 0 | 0 | 0
2019-11-28 21:00 | 43797.875 | 0 | 0 | 0 | 0 | 0 | 0 | 0 | 0 | 0 | 0 | 0 | 0
2019-11-28 22:00 | 43797.9167 | 0 | 0 | 0 | 0 | 0 | 0 | 0 | 0 | 0 | 0 | 0 | 0
2019-11-28 23:00 | 43797.9583 | 0 | 0 | 0 | 0 | 0 | 0 | 0 | 0 | 0 | 0 | 0 | 0
2019-11-29 | 43798 | 0 | 0 | 0 | 0 | 0 | 0 | 0 | 0 | 0 | 0 | 0 | 0
2019-11-29 01:00 | 43798.0417 | 0 | 0 | 0 | 0 | 0 | 0 | 0 | 0 | 0 | 0 | 0 | 0
2019-11-29 02:00 | 43798.0833 | 0 | 0 | 0 | 0 | 0 | 0 | 0 | 0 | 0 | 0 | 0 | 0
2019-11-29 03:00 | 43798.125 | 0 | 0 | 0 | 0 | 0 | 0 | 0 | 0 | 0 | 0 | 0 | 0
2019-11-29 04:00 | 43798.1667 | 0 | 0 | 0 | 0 | 0 | 0 | 0 | 0 | 0 | 0 | 0 | 0
2019-11-29 05:00 | 43798.2083 | 0 | 0 | 0 | 0 | 0 | 0 | 0 | 0 | 0 | 0 | 0 | 0
2019-11-29 06:00 | 43798.25 | 0 | 0 | 0 | 0 | 0 | 0 | 0 | 0 | 0 | 0 | 0 | 0
2019-11-29 07:00 | 43798.2917 | 0 | 0 | 0 | 0 | 0 | 0 | 0 | 0 | 0 | 0 | 0 | 0
2019-11-29 08:00 | 43798.3333 | 0.005505 | 0.0073399 | 0.0091749 | 0.01101 | 0.012845 | 0.01468 | 0.016515 | 0.01835 | 0.020185 | 0.02202 | 0.023855 | 0.02569
2019-11-29 09:00 | 43798.375 | 0.50234 | 0.66978 | 0.83723 | 1.0047 | 1.1721 | 1.3396 | 1.507 | 1.6745 | 1.8419 | 2.0094 | 2.1768 | 2.3442
2019-11-29 10:00 | 43798.4167 | 0.73641 | 0.98189 | 1.2274 | 1.4728 | 1.7183 | 1.9638 | 2.2092 | 2.4547 | 2.7002 | 2.9457 | 3.1911 | 3.4366
2019-11-29 11:00 | 43798.4583 | 0.93409 | 1.2455 | 1.5568 | 1.8682 | 2.1795 | 2.4909 | 2.8023 | 3.1136 | 3.425 | 3.7364 | 4.0477 | 4.3591
2019-11-29 12:00 | 43798.5 | 0.90661 | 1.2088 | 1.511 | 1.8132 | 2.1154 | 2.4176 | 2.7198 | 3.022 | 3.3242 | 3.6264 | 3.9286 | 4.2309
2019-11-29 13:00 | 43798.5417 | 0.55142 | 0.73522 | 0.91903 | 1.1028 | 1.2866 | 1.4704 | 1.6542 | 1.8381 | 2.0219 | 2.2057 | 2.3895 | 2.5733
2019-11-29 14:00 | 43798.5833 | 0.81903 | 1.092 | 1.365 | 1.6381 | 1.9111 | 2.1841 | 2.4571 | 2.7301 | 3.0031 | 3.2761 | 3.5491 | 3.8221
2019-11-29 15:00 | 43798.625 | 0.91834 | 1.2245 | 1.5306 | 1.8367 | 2.1428 | 2.4489 | 2.755 | 3.0611 | 3.3673 | 3.6734 | 3.9795 | 4.2856
2019-11-29 16:00 | 43798.6667 | 0.99582 | 1.3278 | 1.6597 | 1.9916 | 2.3236 | 2.6555 | 2.9875 | 3.3194 | 3.6513 | 3.9833 | 4.3152 | 4.6472
2019-11-29 17:00 | 43798.7083 | 0.035402 | 0.047203 | 0.059004 | 0.070805 | 0.082606 | 0.094407 | 0.10621 | 0.11801 | 0.12981 | 0.14161 | 0.15341 | 0.16521
2019-11-29 18:00 | 43798.75 | 0 | 0 | 0 | 0 | 0 | 0 | 0 | 0 | 0 | 0 | 0 | 0
2019-11-29 19:00 | 43798.7917 | 0 | 0 | 0 | 0 | 0 | 0 | 0 | 0 | 0 | 0 | 0 | 0
2019-11-29 20:00 | 43798.8333 | 0 | 0 | 0 | 0 | 0 | 0 | 0 | 0 | 0 | 0 | 0 | 0
2019-11-29 21:00 | 43798.875 | 0 | 0 | 0 | 0 | 0 | 0 | 0 | 0 | 0 | 0 | 0 | 0
2019-11-29 22:00 | 43798.9167 | 0 | 0 | 0 | 0 | 0 | 0 | 0 | 0 | 0 | 0 | 0 | 0
2019-11-29 23:00 | 43798.9583 | 0 | 0 | 0 | 0 | 0 | 0 | 0 | 0 | 0 | 0 | 0 | 0
2019-11-30 | 43799 | 0 | 0 | 0 | 0 | 0 | 0 | 0 | 0 | 0 | 0 | 0 | 0
2019-11-30 01:00 | 43799.0417 | 0 | 0 | 0 | 0 | 0 | 0 | 0 | 0 | 0 | 0 | 0 | 0
2019-11-30 02:00 | 43799.0833 | 0 | 0 | 0 | 0 | 0 | 0 | 0 | 0 | 0 | 0 | 0 | 0
2019-11-30 03:00 | 43799.125 | 0 | 0 | 0 | 0 | 0 | 0 | 0 | 0 | 0 | 0 | 0 | 0
2019-11-30 04:00 | 43799.1667 | 0 | 0 | 0 | 0 | 0 | 0 | 0 | 0 | 0 | 0 | 0 | 0
2019-11-30 05:00 | 43799.2083 | 0 | 0 | 0 | 0 | 0 | 0 | 0 | 0 | 0 | 0 | 0 | 0
2019-11-30 06:00 | 43799.25 | 0 | 0 | 0 | 0 | 0 | 0 | 0 | 0 | 0 | 0 | 0 | 0
2019-11-30 07:00 | 43799.2917 | 0 | 0 | 0 | 0 | 0 | 0 | 0 | 0 | 0 | 0 | 0 | 0
2019-11-30 08:00 | 43799.3333 | 0.001579 | 0.0021054 | 0.0026317 | 0.0031581 | 0.0036844 | 0.0042107 | 0.0047371 | 0.0052634 | 0.0057898 | 0.0063161 | 0.0068424 | 0.0073688
2019-11-30 09:00 | 43799.375 | 0.27938 | 0.3725 | 0.46563 | 0.55876 | 0.65188 | 0.74501 | 0.83813 | 0.93126 | 1.0244 | 1.1175 | 1.2106 | 1.3038
2019-11-30 10:00 | 43799.4167 | 0.57134 | 0.76179 | 0.95224 | 1.1427 | 1.3331 | 1.5236 | 1.714 | 1.9045 | 2.0949 | 2.2854 | 2.4758 | 2.6663
2019-11-30 11:00 | 43799.4583 | 0.74881 | 0.99841 | 1.248 | 1.4976 | 1.7472 | 1.9968 | 2.2464 | 2.496 | 2.7456 | 2.9952 | 3.2448 | 3.4944
2019-11-30 12:00 | 43799.5 | 0.91485 | 1.2198 | 1.5248 | 1.8297 | 2.1347 | 2.4396 | 2.7446 | 3.0495 | 3.3545 | 3.6594 | 3.9644 | 4.2693
2019-11-30 13:00 | 43799.5417 | 1.0176 | 1.3568 | 1.6961 | 2.0353 | 2.3745 | 2.7137 | 3.0529 | 3.3921 | 3.7313 | 4.0705 | 4.4097 | 4.749
2019-11-30 14:00 | 43799.5833 | 1.2363 | 1.6484 | 2.0605 | 2.4726 | 2.8847 | 3.2968 | 3.7089 | 4.121 | 4.5331 | 4.9452 | 5.3573 | 5.7694
2019-11-30 15:00 | 43799.625 | 0.74774 | 0.99698 | 1.2462 | 1.4955 | 1.7447 | 1.994 | 2.2432 | 2.4925 | 2.7417 | 2.9909 | 3.2402 | 3.4894
2019-11-30 16:00 | 43799.6667 | 0.50418 | 0.67224 | 0.8403 | 1.0084 | 1.1764 | 1.3445 | 1.5125 | 1.6806 | 1.8487 | 2.0167 | 2.1848 | 2.3528
2019-11-30 17:00 | 43799.7083 | 0.0089612 | 0.011948 | 0.014935 | 0.017922 | 0.02091 | 0.023897 | 0.026884 | 0.029871 | 0.032858 | 0.035845 | 0.038832 | 0.041819
2019-11-30 18:00 | 43799.75 | 0 | 0 | 0 | 0 | 0 | 0 | 0 | 0 | 0 | 0 | 0 | 0
2019-11-30 19:00 | 43799.7917 | 0 | 0 | 0 | 0 | 0 | 0 | 0 | 0 | 0 | 0 | 0 | 0
2019-11-30 20:00 | 43799.8333 | 0 | 0 | 0 | 0 | 0 | 0 | 0 | 0 | 0 | 0 | 0 | 0
2019-11-30 21:00 | 43799.875 | 0 | 0 | 0 | 0 | 0 | 0 | 0 | 0 | 0 | 0 | 0 | 0
2019-11-30 22:00 | 43799.9167 | 0 | 0 | 0 | 0 | 0 | 0 | 0 | 0 | 0 | 0 | 0 | 0
2019-11-30 23:00 | 43799.9583 | 0 | 0 | 0 | 0 | 0 | 0 | 0 | 0 | 0 | 0 | 0 | 0
2019-12-01 | 43800 | 0 | 0 | 0 | 0 | 0 | 0 | 0 | 0 | 0 | 0 | 0 | 0
2019-12-01 01:00 | 43800.0417 | 0 | 0 | 0 | 0 | 0 | 0 | 0 | 0 | 0 | 0 | 0 | 0
2019-12-01 02:00 | 43800.0833 | 0 | 0 | 0 | 0 | 0 | 0 | 0 | 0 | 0 | 0 | 0 | 0
2019-12-01 03:00 | 43800.125 | 0 | 0 | 0 | 0 | 0 | 0 | 0 | 0 | 0 | 0 | 0 | 0
2019-12-01 04:00 | 43800.1667 | 0 | 0 | 0 | 0 | 0 | 0 | 0 | 0 | 0 | 0 | 0 | 0
2019-12-01 05:00 | 43800.2083 | 0 | 0 | 0 | 0 | 0 | 0 | 0 | 0 | 0 | 0 | 0 | 0
2019-12-01 06:00 | 43800.25 | 0 | 0 | 0 | 0 | 0 | 0 | 0 | 0 | 0 | 0 | 0 | 0
2019-12-01 07:00 | 43800.2917 | 0 | 0 | 0 | 0 | 0 | 0 | 0 | 0 | 0 | 0 | 0 | 0
2019-12-01 08:00 | 43800.3333 | 0.0014995 | 0.0019993 | 0.0024991 | 0.002999 | 0.0034988 | 0.0039986 | 0.0044985 | 0.0049983 | 0.0054981 | 0.0059979 | 0.0064978 | 0.0069976
2019-12-01 09:00 | 43800.375 | 0.057424 | 0.076565 | 0.095707 | 0.11485 | 0.13399 | 0.15313 | 0.17227 | 0.19141 | 0.21055 | 0.2297 | 0.24884 | 0.26798
2019-12-01 10:00 | 43800.4167 | 0.1451 | 0.19347 | 0.24184 | 0.29021 | 0.33857 | 0.38694 | 0.43531 | 0.48368 | 0.53204 | 0.58041 | 0.62878 | 0.67715
2019-12-01 11:00 | 43800.4583 | 0.20686 | 0.27581 | 0.34476 | 0.41372 | 0.48267 | 0.55162 | 0.62057 | 0.68953 | 0.75848 | 0.82743 | 0.89638 | 0.96534
2019-12-01 12:00 | 43800.5 | 0.25066 | 0.33421 | 0.41777 | 0.50132 | 0.58487 | 0.66842 | 0.75198 | 0.83553 | 0.91908 | 1.0026 | 1.0862 | 1.1697
2019-12-01 13:00 | 43800.5417 | 0.23104 | 0.30806 | 0.38507 | 0.46209 | 0.5391 | 0.61612 | 0.69313 | 0.77014 | 0.84716 | 0.92417 | 1.0012 | 1.0782
2019-12-01 14:00 | 43800.5833 | 0.17569 | 0.23425 | 0.29281 | 0.35138 | 0.40994 | 0.4685 | 0.52706 | 0.58563 | 0.64419 | 0.70275 | 0.76131 | 0.81988
2019-12-01 15:00 | 43800.625 | 0.13718 | 0.18291 | 0.22864 | 0.27436 | 0.32009 | 0.36582 | 0.41155 | 0.45727 | 0.503 | 0.54873 | 0.59445 | 0.64018
2019-12-01 16:00 | 43800.6667 | 0.041822 | 0.055763 | 0.069703 | 0.083644 | 0.097585 | 0.11153 | 0.12547 | 0.13941 | 0.15335 | 0.16729 | 0.18123 | 0.19517
2019-12-01 17:00 | 43800.7083 | 0.0050334 | 0.0067112 | 0.008389 | 0.010067 | 0.011745 | 0.013422 | 0.0151 | 0.016778 | 0.018456 | 0.020134 | 0.021811 | 0.023489
2019-12-01 18:00 | 43800.75 | 0 | 0 | 0 | 0 | 0 | 0 | 0 | 0 | 0 | 0 | 0 | 0
2019-12-01 19:00 | 43800.7917 | 0 | 0 | 0 | 0 | 0 | 0 | 0 | 0 | 0 | 0 | 0 | 0
2019-12-01 20:00 | 43800.8333 | 0 | 0 | 0 | 0 | 0 | 0 | 0 | 0 | 0 | 0 | 0 | 0
2019-12-01 21:00 | 43800.875 | 0 | 0 | 0 | 0 | 0 | 0 | 0 | 0 | 0 | 0 | 0 | 0
2019-12-01 22:00 | 43800.9167 | 0 | 0 | 0 | 0 | 0 | 0 | 0 | 0 | 0 | 0 | 0 | 0
2019-12-01 23:00 | 43800.9583 | 0 | 0 | 0 | 0 | 0 | 0 | 0 | 0 | 0 | 0 | 0 | 0
2019-12-02 | 43801 | 0 | 0 | 0 | 0 | 0 | 0 | 0 | 0 | 0 | 0 | 0 | 0
2019-12-02 01:00 | 43801.0417 | 0 | 0 | 0 | 0 | 0 | 0 | 0 | 0 | 0 | 0 | 0 | 0
2019-12-02 02:00 | 43801.0833 | 0 | 0 | 0 | 0 | 0 | 0 | 0 | 0 | 0 | 0 | 0 | 0
2019-12-02 03:00 | 43801.125 | 0 | 0 | 0 | 0 | 0 | 0 | 0 | 0 | 0 | 0 | 0 | 0
2019-12-02 04:00 | 43801.1667 | 0 | 0 | 0 | 0 | 0 | 0 | 0 | 0 | 0 | 0 | 0 | 0
2019-12-02 05:00 | 43801.2083 | 0 | 0 | 0 | 0 | 0 | 0 | 0 | 0 | 0 | 0 | 0 | 0
2019-12-02 06:00 | 43801.25 | 0 | 0 | 0 | 0 | 0 | 0 | 0 | 0 | 0 | 0 | 0 | 0
2019-12-02 07:00 | 43801.2917 | 0 | 0 | 0 | 0 | 0 | 0 | 0 | 0 | 0 | 0 | 0 | 0
2019-12-02 08:00 | 43801.3333 | 0 | 0 | 0 | 0 | 0 | 0 | 0 | 0 | 0 | 0 | 0 | 0
2019-12-02 09:00 | 43801.375 | 0.075638 | 0.10085 | 0.12606 | 0.15128 | 0.17649 | 0.2017 | 0.22691 | 0.25213 | 0.27734 | 0.30255 | 0.32776 | 0.35298
2019-12-02 10:00 | 43801.4167 | 0.13839 | 0.18452 | 0.23066 | 0.27679 | 0.32292 | 0.36905 | 0.41518 | 0.46131 | 0.50744 | 0.55357 | 0.59971 | 0.64584
2019-12-02 11:00 | 43801.4583 | 0.42586 | 0.56782 | 0.70977 | 0.85173 | 0.99368 | 1.1356 | 1.2776 | 1.4195 | 1.5615 | 1.7035 | 1.8454 | 1.9874
2019-12-02 12:00 | 43801.5 | 1.1711 | 1.5615 | 1.9518 | 2.3422 | 2.7326 | 3.1229 | 3.5133 | 3.9037 | 4.2941 | 4.6844 | 5.0748 | 5.4652
2019-12-02 13:00 | 43801.5417 | 0.95088 | 1.2678 | 1.5848 | 1.9018 | 2.2187 | 2.5357 | 2.8527 | 3.1696 | 3.4866 | 3.8035 | 4.1205 | 4.4375
2019-12-02 14:00 | 43801.5833 | 0.8323 | 1.1097 | 1.3872 | 1.6646 | 1.942 | 2.2195 | 2.4969 | 2.7743 | 3.0518 | 3.3292 | 3.6066 | 3.8841
2019-12-02 15:00 | 43801.625 | 1.5808 | 2.1078 | 2.6347 | 3.1617 | 3.6886 | 4.2155 | 4.7425 | 5.2694 | 5.7964 | 6.3233 | 6.8503 | 7.3772
2019-12-02 16:00 | 43801.6667 | 1.0103 | 1.3471 | 1.6838 | 2.0206 | 2.3574 | 2.6941 | 3.0309 | 3.3677 | 3.7044 | 4.0412 | 4.378 | 4.7147
2019-12-02 17:00 | 43801.7083 | 0.031028 | 0.04137 | 0.051713 | 0.062055 | 0.072398 | 0.08274 | 0.093083 | 0.10343 | 0.11377 | 0.12411 | 0.13445 | 0.1448
2019-12-02 18:00 | 43801.75 | 0 | 0 | 0 | 0 | 0 | 0 | 0 | 0 | 0 | 0 | 0 | 0
2019-12-02 19:00 | 43801.7917 | 0 | 0 | 0 | 0 | 0 | 0 | 0 | 0 | 0 | 0 | 0 | 0
2019-12-02 20:00 | 43801.8333 | 0 | 0 | 0 | 0 | 0 | 0 | 0 | 0 | 0 | 0 | 0 | 0
2019-12-02 21:00 | 43801.875 | 0 | 0 | 0 | 0 | 0 | 0 | 0 | 0 | 0 | 0 | 0 | 0
2019-12-02 22:00 | 43801.9167 | 0 | 0 | 0 | 0 | 0 | 0 | 0 | 0 | 0 | 0 | 0 | 0
2019-12-02 23:00 | 43801.9583 | 0 | 0 | 0 | 0 | 0 | 0 | 0 | 0 | 0 | 0 | 0 | 0
2019-12-03 | 43802 | 0 | 0 | 0 | 0 | 0 | 0 | 0 | 0 | 0 | 0 | 0 | 0
2019-12-03 01:00 | 43802.0417 | 0 | 0 | 0 | 0 | 0 | 0 | 0 | 0 | 0 | 0 | 0 | 0
2019-12-03 02:00 | 43802.0833 | 0 | 0 | 0 | 0 | 0 | 0 | 0 | 0 | 0 | 0 | 0 | 0
2019-12-03 03:00 | 43802.125 | 0 | 0 | 0 | 0 | 0 | 0 | 0 | 0 | 0 | 0 | 0 | 0
2019-12-03 04:00 | 43802.1667 | 0 | 0 | 0 | 0 | 0 | 0 | 0 | 0 | 0 | 0 | 0 | 0
2019-12-03 05:00 | 43802.2083 | 0 | 0 | 0 | 0 | 0 | 0 | 0 | 0 | 0 | 0 | 0 | 0
2019-12-03 06:00 | 43802.25 | 0 | 0 | 0 | 0 | 0 | 0 | 0 | 0 | 0 | 0 | 0 | 0
2019-12-03 07:00 | 43802.2917 | 0 | 0 | 0 | 0 | 0 | 0 | 0 | 0 | 0 | 0 | 0 | 0
2019-12-03 08:00 | 43802.3333 | 0.0015106 | 0.0020141 | 0.0025177 | 0.0030212 | 0.0035247 | 0.0040282 | 0.0045318 | 0.0050353 | 0.0055388 | 0.0060424 | 0.0065459 | 0.0070494
2019-12-03 09:00 | 43802.375 | 0.37168 | 0.49558 | 0.61947 | 0.74336 | 0.86726 | 0.99115 | 1.115 | 1.2389 | 1.3628 | 1.4867 | 1.6106 | 1.7345
2019-12-03 10:00 | 43802.4167 | 0.90979 | 1.213 | 1.5163 | 1.8196 | 2.1228 | 2.4261 | 2.7294 | 3.0326 | 3.3359 | 3.6391 | 3.9424 | 4.2457
2019-12-03 11:00 | 43802.4583 | 1.2574 | 1.6765 | 2.0956 | 2.5147 | 2.9338 | 3.353 | 3.7721 | 4.1912 | 4.6103 | 5.0294 | 5.4486 | 5.8677
2019-12-03 12:00 | 43802.5 | 0.86545 | 1.1539 | 1.4424 | 1.7309 | 2.0194 | 2.3079 | 2.5963 | 2.8848 | 3.1733 | 3.4618 | 3.7503 | 4.0387
2019-12-03 13:00 | 43802.5417 | 1.2271 | 1.6361 | 2.0452 | 2.4542 | 2.8632 | 3.2723 | 3.6813 | 4.0903 | 4.4994 | 4.9084 | 5.3174 | 5.7265
2019-12-03 14:00 | 43802.5833 | 0.80955 | 1.0794 | 1.3492 | 1.6191 | 1.8889 | 2.1588 | 2.4286 | 2.6985 | 2.9683 | 3.2382 | 3.508 | 3.7779
2019-12-03 15:00 | 43802.625 | 0.54225 | 0.72301 | 0.90376 | 1.0845 | 1.2653 | 1.446 | 1.6268 | 1.8075 | 1.9883 | 2.169 | 2.3498 | 2.5305
2019-12-03 16:00 | 43802.6667 | 0.31639 | 0.42185 | 0.52731 | 0.63278 | 0.73824 | 0.8437 | 0.94916 | 1.0546 | 1.1601 | 1.2656 | 1.371 | 1.4765
2019-12-03 17:00 | 43802.7083 | 0.0029086 | 0.0038781 | 0.0048477 | 0.0058172 | 0.0067867 | 0.0077563 | 0.0087258 | 0.0096953 | 0.010665 | 0.011634 | 0.012604 | 0.013573
2019-12-03 18:00 | 43802.75 | 0 | 0 | 0 | 0 | 0 | 0 | 0 | 0 | 0 | 0 | 0 | 0
2019-12-03 19:00 | 43802.7917 | 0 | 0 | 0 | 0 | 0 | 0 | 0 | 0 | 0 | 0 | 0 | 0
2019-12-03 20:00 | 43802.8333 | 0 | 0 | 0 | 0 | 0 | 0 | 0 | 0 | 0 | 0 | 0 | 0
2019-12-03 21:00 | 43802.875 | 0 | 0 | 0 | 0 | 0 | 0 | 0 | 0 | 0 | 0 | 0 | 0
2019-12-03 22:00 | 43802.9167 | 0 | 0 | 0 | 0 | 0 | 0 | 0 | 0 | 0 | 0 | 0 | 0
2019-12-03 23:00 | 43802.9583 | 0 | 0 | 0 | 0 | 0 | 0 | 0 | 0 | 0 | 0 | 0 | 0
2019-12-04 | 43803 | 0 | 0 | 0 | 0 | 0 | 0 | 0 | 0 | 0 | 0 | 0 | 0
2019-12-04 01:00 | 43803.0417 | 0 | 0 | 0 | 0 | 0 | 0 | 0 | 0 | 0 | 0 | 0 | 0
2019-12-04 02:00 | 43803.0833 | 0 | 0 | 0 | 0 | 0 | 0 | 0 | 0 | 0 | 0 | 0 | 0
2019-12-04 03:00 | 43803.125 | 0 | 0 | 0 | 0 | 0 | 0 | 0 | 0 | 0 | 0 | 0 | 0
2019-12-04 04:00 | 43803.1667 | 0 | 0 | 0 | 0 | 0 | 0 | 0 | 0 | 0 | 0 | 0 | 0
2019-12-04 05:00 | 43803.2083 | 0 | 0 | 0 | 0 | 0 | 0 | 0 | 0 | 0 | 0 | 0 | 0
2019-12-04 06:00 | 43803.25 | 0 | 0 | 0 | 0 | 0 | 0 | 0 | 0 | 0 | 0 | 0 | 0
2019-12-04 07:00 | 43803.2917 | 0 | 0 | 0 | 0 | 0 | 0 | 0 | 0 | 0 | 0 | 0 | 0
2019-12-04 08:00 | 43803.3333 | 0 | 0 | 0 | 0 | 0 | 0 | 0 | 0 | 0 | 0 | 0 | 0
2019-12-04 09:00 | 43803.375 | 0.49336 | 0.65782 | 0.82227 | 0.98673 | 1.1512 | 1.3156 | 1.4801 | 1.6445 | 1.809 | 1.9735 | 2.1379 | 2.3024
2019-12-04 10:00 | 43803.4167 | 1.2091 | 1.6121 | 2.0151 | 2.4181 | 2.8211 | 3.2242 | 3.6272 | 4.0302 | 4.4332 | 4.8362 | 5.2393 | 5.6423
2019-12-04 11:00 | 43803.4583 | 1.5355 | 2.0473 | 2.5592 | 3.071 | 3.5829 | 4.0947 | 4.6065 | 5.1184 | 5.6302 | 6.142 | 6.6539 | 7.1657
2019-12-04 12:00 | 43803.5 | 1.7434 | 2.3246 | 2.9057 | 3.4869 | 4.068 | 4.6491 | 5.2303 | 5.8114 | 6.3926 | 6.9737 | 7.5548 | 8.136
2019-12-04 13:00 | 43803.5417 | 1.8298 | 2.4397 | 3.0496 | 3.6596 | 4.2695 | 4.8794 | 5.4893 | 6.0993 | 6.7092 | 7.3191 | 7.929 | 8.539
2019-12-04 14:00 | 43803.5833 | 1.4097 | 1.8796 | 2.3496 | 2.8195 | 3.2894 | 3.7593 | 4.2292 | 4.6991 | 5.169 | 5.6389 | 6.1088 | 6.5788
2019-12-04 15:00 | 43803.625 | 0.88586 | 1.1811 | 1.4764 | 1.7717 | 2.067 | 2.3623 | 2.6576 | 2.9529 | 3.2482 | 3.5434 | 3.8387 | 4.134
2019-12-04 16:00 | 43803.6667 | 0.35408 | 0.4721 | 0.59013 | 0.70815 | 0.82618 | 0.9442 | 1.0622 | 1.1803 | 1.2983 | 1.4163 | 1.5343 | 1.6524
2019-12-04 17:00 | 43803.7083 | 0.0029366 | 0.0039154 | 0.0048943 | 0.0058732 | 0.006852 | 0.0078309 | 0.0088097 | 0.0097886 | 0.010767 | 0.011746 | 0.012725 | 0.013704
2019-12-04 18:00 | 43803.75 | 0 | 0 | 0 | 0 | 0 | 0 | 0 | 0 | 0 | 0 | 0 | 0
2019-12-04 19:00 | 43803.7917 | 0 | 0 | 0 | 0 | 0 | 0 | 0 | 0 | 0 | 0 | 0 | 0
2019-12-04 20:00 | 43803.8333 | 0 | 0 | 0 | 0 | 0 | 0 | 0 | 0 | 0 | 0 | 0 | 0
2019-12-04 21:00 | 43803.875 | 0 | 0 | 0 | 0 | 0 | 0 | 0 | 0 | 0 | 0 | 0 | 0
2019-12-04 22:00 | 43803.9167 | 0 | 0 | 0 | 0 | 0 | 0 | 0 | 0 | 0 | 0 | 0 | 0
2019-12-04 23:00 | 43803.9583 | 0 | 0 | 0 | 0 | 0 | 0 | 0 | 0 | 0 | 0 | 0 | 0
2019-12-05 | 43804 | 0 | 0 | 0 | 0 | 0 | 0 | 0 | 0 | 0 | 0 | 0 | 0
2019-12-05 01:00 | 43804.0417 | 0 | 0 | 0 | 0 | 0 | 0 | 0 | 0 | 0 | 0 | 0 | 0
2019-12-05 02:00 | 43804.0833 | 0 | 0 | 0 | 0 | 0 | 0 | 0 | 0 | 0 | 0 | 0 | 0
2019-12-05 03:00 | 43804.125 | 0 | 0 | 0 | 0 | 0 | 0 | 0 | 0 | 0 | 0 | 0 | 0
2019-12-05 04:00 | 43804.1667 | 0 | 0 | 0 | 0 | 0 | 0 | 0 | 0 | 0 | 0 | 0 | 0
2019-12-05 05:00 | 43804.2083 | 0 | 0 | 0 | 0 | 0 | 0 | 0 | 0 | 0 | 0 | 0 | 0
2019-12-05 06:00 | 43804.25 | 0 | 0 | 0 | 0 | 0 | 0 | 0 | 0 | 0 | 0 | 0 | 0
2019-12-05 07:00 | 43804.2917 | 0 | 0 | 0 | 0 | 0 | 0 | 0 | 0 | 0 | 0 | 0 | 0
2019-12-05 08:00 | 43804.3333 | 0 | 0 | 0 | 0 | 0 | 0 | 0 | 0 | 0 | 0 | 0 | 0
2019-12-05 09:00 | 43804.375 | 0.14246 | 0.18995 | 0.23744 | 0.28493 | 0.33241 | 0.3799 | 0.42739 | 0.47488 | 0.52236 | 0.56985 | 0.61734 | 0.66483
2019-12-05 10:00 | 43804.4167 | 0.22341 | 0.29788 | 0.37235 | 0.44682 | 0.52129 | 0.59576 | 0.67023 | 0.7447 | 0.81917 | 0.89364 | 0.96811 | 1.0426
2019-12-05 11:00 | 43804.4583 | 0.4452 | 0.59359 | 0.74199 | 0.89039 | 1.0388 | 1.1872 | 1.3356 | 1.484 | 1.6324 | 1.7808 | 1.9292 | 2.0776
2019-12-05 12:00 | 43804.5 | 0.66909 | 0.89211 | 1.1151 | 1.3382 | 1.5612 | 1.7842 | 2.0073 | 2.2303 | 2.4533 | 2.6763 | 2.8994 | 3.1224
2019-12-05 13:00 | 43804.5417 | 0.69921 | 0.93228 | 1.1654 | 1.3984 | 1.6315 | 1.8646 | 2.0976 | 2.3307 | 2.5638 | 2.7968 | 3.0299 | 3.263
2019-12-05 14:00 | 43804.5833 | 0.61307 | 0.81742 | 1.0218 | 1.2261 | 1.4305 | 1.6348 | 1.8392 | 2.0436 | 2.2479 | 2.4523 | 2.6566 | 2.861
2019-12-05 15:00 | 43804.625 | 0.42088 | 0.56117 | 0.70146 | 0.84176 | 0.98205 | 1.1223 | 1.2626 | 1.4029 | 1.5432 | 1.6835 | 1.8238 | 1.9641
2019-12-05 16:00 | 43804.6667 | 0.21072 | 0.28096 | 0.3512 | 0.42144 | 0.49168 | 0.56192 | 0.63216 | 0.7024 | 0.77263 | 0.84287 | 0.91311 | 0.98335
2019-12-05 17:00 | 43804.7083 | 0.0032119 | 0.0042825 | 0.0053531 | 0.0064237 | 0.0074944 | 0.008565 | 0.0096356 | 0.010706 | 0.011777 | 0.012847 | 0.013918 | 0.014989
2019-12-05 18:00 | 43804.75 | 0 | 0 | 0 | 0 | 0 | 0 | 0 | 0 | 0 | 0 | 0 | 0
2019-12-05 19:00 | 43804.7917 | 0 | 0 | 0 | 0 | 0 | 0 | 0 | 0 | 0 | 0 | 0 | 0
2019-12-05 20:00 | 43804.8333 | 0 | 0 | 0 | 0 | 0 | 0 | 0 | 0 | 0 | 0 | 0 | 0
2019-12-05 21:00 | 43804.875 | 0 | 0 | 0 | 0 | 0 | 0 | 0 | 0 | 0 | 0 | 0 | 0
2019-12-05 22:00 | 43804.9167 | 0 | 0 | 0 | 0 | 0 | 0 | 0 | 0 | 0 | 0 | 0 | 0
2019-12-05 23:00 | 43804.9583 | 0 | 0 | 0 | 0 | 0 | 0 | 0 | 0 | 0 | 0 | 0 | 0
2019-12-06 | 43805 | 0 | 0 | 0 | 0 | 0 | 0 | 0 | 0 | 0 | 0 | 0 | 0
2019-12-06 01:00 | 43805.0417 | 0 | 0 | 0 | 0 | 0 | 0 | 0 | 0 | 0 | 0 | 0 | 0
2019-12-06 02:00 | 43805.0833 | 0 | 0 | 0 | 0 | 0 | 0 | 0 | 0 | 0 | 0 | 0 | 0
2019-12-06 03:00 | 43805.125 | 0 | 0 | 0 | 0 | 0 | 0 | 0 | 0 | 0 | 0 | 0 | 0
2019-12-06 04:00 | 43805.1667 | 0 | 0 | 0 | 0 | 0 | 0 | 0 | 0 | 0 | 0 | 0 | 0
2019-12-06 05:00 | 43805.2083 | 0 | 0 | 0 | 0 | 0 | 0 | 0 | 0 | 0 | 0 | 0 | 0
2019-12-06 06:00 | 43805.25 | 0 | 0 | 0 | 0 | 0 | 0 | 0 | 0 | 0 | 0 | 0 | 0
2019-12-06 07:00 | 43805.2917 | 0 | 0 | 0 | 0 | 0 | 0 | 0 | 0 | 0 | 0 | 0 | 0
2019-12-06 08:00 | 43805.3333 | 0 | 0 | 0 | 0 | 0 | 0 | 0 | 0 | 0 | 0 | 0 | 0
2019-12-06 09:00 | 43805.375 | 0.013916 | 0.018555 | 0.023194 | 0.027833 | 0.032472 | 0.03711 | 0.041749 | 0.046388 | 0.051027 | 0.055666 | 0.060305 | 0.064943
2019-12-06 10:00 | 43805.4167 | 0.06396 | 0.085279 | 0.1066 | 0.12792 | 0.14924 | 0.17056 | 0.19188 | 0.2132 | 0.23452 | 0.25584 | 0.27716 | 0.29848
2019-12-06 11:00 | 43805.4583 | 0.094068 | 0.12542 | 0.15678 | 0.18814 | 0.21949 | 0.25085 | 0.2822 | 0.31356 | 0.34492 | 0.37627 | 0.40763 | 0.43898
2019-12-06 12:00 | 43805.5 | 0.073499 | 0.097998 | 0.1225 | 0.147 | 0.1715 | 0.196 | 0.2205 | 0.245 | 0.2695 | 0.294 | 0.31849 | 0.34299
2019-12-06 13:00 | 43805.5417 | 1.1227 | 1.497 | 1.8712 | 2.2454 | 2.6197 | 2.9939 | 3.3681 | 3.7424 | 4.1166 | 4.4909 | 4.8651 | 5.2393
2019-12-06 14:00 | 43805.5833 | 1.4057 | 1.8743 | 2.3429 | 2.8115 | 3.2801 | 3.7486 | 4.2172 | 4.6858 | 5.1544 | 5.623 | 6.0916 | 6.5601
2019-12-06 15:00 | 43805.625 | 1.2777 | 1.7036 | 2.1295 | 2.5554 | 2.9813 | 3.4072 | 3.8331 | 4.2591 | 4.685 | 5.1109 | 5.5368 | 5.9627
2019-12-06 16:00 | 43805.6667 | 0.68357 | 0.91143 | 1.1393 | 1.3671 | 1.595 | 1.8229 | 2.0507 | 2.2786 | 2.5064 | 2.7343 | 2.9621 | 3.19
2019-12-06 17:00 | 43805.7083 | 0.015098 | 0.020131 | 0.025163 | 0.030196 | 0.035229 | 0.040261 | 0.045294 | 0.050327 | 0.055359 | 0.060392 | 0.065425 | 0.070457
2019-12-06 18:00 | 43805.75 | 0 | 0 | 0 | 0 | 0 | 0 | 0 | 0 | 0 | 0 | 0 | 0
2019-12-06 19:00 | 43805.7917 | 0 | 0 | 0 | 0 | 0 | 0 | 0 | 0 | 0 | 0 | 0 | 0
2019-12-06 20:00 | 43805.8333 | 0 | 0 | 0 | 0 | 0 | 0 | 0 | 0 | 0 | 0 | 0 | 0
2019-12-06 21:00 | 43805.875 | 0 | 0 | 0 | 0 | 0 | 0 | 0 | 0 | 0 | 0 | 0 | 0
2019-12-06 22:00 | 43805.9167 | 0 | 0 | 0 | 0 | 0 | 0 | 0 | 0 | 0 | 0 | 0 | 0
2019-12-06 23:00 | 43805.9583 | 0 | 0 | 0 | 0 | 0 | 0 | 0 | 0 | 0 | 0 | 0 | 0
2019-12-07 | 43806 | 0 | 0 | 0 | 0 | 0 | 0 | 0 | 0 | 0 | 0 | 0 | 0
2019-12-07 01:00 | 43806.0417 | 0 | 0 | 0 | 0 | 0 | 0 | 0 | 0 | 0 | 0 | 0 | 0
2019-12-07 02:00 | 43806.0833 | 0 | 0 | 0 | 0 | 0 | 0 | 0 | 0 | 0 | 0 | 0 | 0
2019-12-07 03:00 | 43806.125 | 0 | 0 | 0 | 0 | 0 | 0 | 0 | 0 | 0 | 0 | 0 | 0
2019-12-07 04:00 | 43806.1667 | 0 | 0 | 0 | 0 | 0 | 0 | 0 | 0 | 0 | 0 | 0 | 0
2019-12-07 05:00 | 43806.2083 | 0 | 0 | 0 | 0 | 0 | 0 | 0 | 0 | 0 | 0 | 0 | 0
2019-12-07 06:00 | 43806.25 | 0 | 0 | 0 | 0 | 0 | 0 | 0 | 0 | 0 | 0 | 0 | 0
2019-12-07 07:00 | 43806.2917 | 0 | 0 | 0 | 0 | 0 | 0 | 0 | 0 | 0 | 0 | 0 | 0
2019-12-07 08:00 | 43806.3333 | 0 | 0 | 0 | 0 | 0 | 0 | 0 | 0 | 0 | 0 | 0 | 0
2019-12-07 09:00 | 43806.375 | 0.74837 | 0.99783 | 1.2473 | 1.4967 | 1.7462 | 1.9957 | 2.2451 | 2.4946 | 2.744 | 2.9935 | 3.2429 | 3.4924
2019-12-07 10:00 | 43806.4167 | 1.5502 | 2.0669 | 2.5837 | 3.1004 | 3.6171 | 4.1339 | 4.6506 | 5.1673 | 5.6841 | 6.2008 | 6.7175 | 7.2343
2019-12-07 11:00 | 43806.4583 | 2.1669 | 2.8891 | 3.6114 | 4.3337 | 5.056 | 5.7783 | 6.5006 | 7.2229 | 7.9452 | 8.6674 | 9.3897 | 10.112
2019-12-07 12:00 | 43806.5 | 2.492 | 3.3227 | 4.1533 | 4.984 | 5.8146 | 6.6453 | 7.476 | 8.3066 | 9.1373 | 9.968 | 10.7986 | 11.6293
2019-12-07 13:00 | 43806.5417 | 2.5522 | 3.4029 | 4.2536 | 5.1043 | 5.9551 | 6.8058 | 7.6565 | 8.5072 | 9.358 | 10.2087 | 11.0594 | 11.9101
2019-12-07 14:00 | 43806.5833 | 2.3632 | 3.151 | 3.9387 | 4.7265 | 5.5142 | 6.3019 | 7.0897 | 7.8774 | 8.6652 | 9.4529 | 10.2406 | 11.0284
2019-12-07 15:00 | 43806.625 | 1.9104 | 2.5472 | 3.184 | 3.8208 | 4.4576 | 5.0944 | 5.7312 | 6.368 | 7.0048 | 7.6416 | 8.2784 | 8.9152
2019-12-07 16:00 | 43806.6667 | 0.9413 | 1.2551 | 1.5688 | 1.8826 | 2.1964 | 2.5101 | 2.8239 | 3.1377 | 3.4514 | 3.7652 | 4.079 | 4.3928
2019-12-07 17:00 | 43806.7083 | 0.025082 | 0.033442 | 0.041803 | 0.050163 | 0.058524 | 0.066884 | 0.075245 | 0.083606 | 0.091966 | 0.10033 | 0.10869 | 0.11705
2019-12-07 18:00 | 43806.75 | 0 | 0 | 0 | 0 | 0 | 0 | 0 | 0 | 0 | 0 | 0 | 0
2019-12-07 19:00 | 43806.7917 | 0 | 0 | 0 | 0 | 0 | 0 | 0 | 0 | 0 | 0 | 0 | 0
2019-12-07 20:00 | 43806.8333 | 0 | 0 | 0 | 0 | 0 | 0 | 0 | 0 | 0 | 0 | 0 | 0
2019-12-07 21:00 | 43806.875 | 0 | 0 | 0 | 0 | 0 | 0 | 0 | 0 | 0 | 0 | 0 | 0
2019-12-07 22:00 | 43806.9167 | 0 | 0 | 0 | 0 | 0 | 0 | 0 | 0 | 0 | 0 | 0 | 0
2019-12-07 23:00 | 43806.9583 | 0 | 0 | 0 | 0 | 0 | 0 | 0 | 0 | 0 | 0 | 0 | 0
2019-12-08 | 43807 | 0 | 0 | 0 | 0 | 0 | 0 | 0 | 0 | 0 | 0 | 0 | 0
2019-12-08 01:00 | 43807.0417 | 0 | 0 | 0 | 0 | 0 | 0 | 0 | 0 | 0 | 0 | 0 | 0
2019-12-08 02:00 | 43807.0833 | 0 | 0 | 0 | 0 | 0 | 0 | 0 | 0 | 0 | 0 | 0 | 0
2019-12-08 03:00 | 43807.125 | 0 | 0 | 0 | 0 | 0 | 0 | 0 | 0 | 0 | 0 | 0 | 0
2019-12-08 04:00 | 43807.1667 | 0 | 0 | 0 | 0 | 0 | 0 | 0 | 0 | 0 | 0 | 0 | 0
2019-12-08 05:00 | 43807.2083 | 0 | 0 | 0 | 0 | 0 | 0 | 0 | 0 | 0 | 0 | 0 | 0
2019-12-08 06:00 | 43807.25 | 0 | 0 | 0 | 0 | 0 | 0 | 0 | 0 | 0 | 0 | 0 | 0
2019-12-08 07:00 | 43807.2917 | 0 | 0 | 0 | 0 | 0 | 0 | 0 | 0 | 0 | 0 | 0 | 0
2019-12-08 08:00 | 43807.3333 | 0 | 0 | 0 | 0 | 0 | 0 | 0 | 0 | 0 | 0 | 0 | 0
2019-12-08 09:00 | 43807.375 | 0.26929 | 0.35906 | 0.44882 | 0.53859 | 0.62835 | 0.71812 | 0.80788 | 0.89765 | 0.98741 | 1.0772 | 1.1669 | 1.2567
2019-12-08 10:00 | 43807.4167 | 1.4241 | 1.8989 | 2.3736 | 2.8483 | 3.323 | 3.7977 | 4.2724 | 4.7472 | 5.2219 | 5.6966 | 6.1713 | 6.646
2019-12-08 11:00 | 43807.4583 | 1.6417 | 2.189 | 2.7362 | 3.2835 | 3.8307 | 4.378 | 4.9252 | 5.4724 | 6.0197 | 6.5669 | 7.1142 | 7.6614
2019-12-08 12:00 | 43807.5 | 0.80707 | 1.0761 | 1.3451 | 1.6141 | 1.8832 | 2.1522 | 2.4212 | 2.6902 | 2.9593 | 3.2283 | 3.4973 | 3.7663
2019-12-08 13:00 | 43807.5417 | 1.3247 | 1.7662 | 2.2078 | 2.6493 | 3.0909 | 3.5325 | 3.974 | 4.4156 | 4.8571 | 5.2987 | 5.7402 | 6.1818
2019-12-08 14:00 | 43807.5833 | 1.4824 | 1.9765 | 2.4706 | 2.9648 | 3.4589 | 3.953 | 4.4471 | 4.9413 | 5.4354 | 5.9295 | 6.4237 | 6.9178
2019-12-08 15:00 | 43807.625 | 0.86931 | 1.1591 | 1.4488 | 1.7386 | 2.0284 | 2.3182 | 2.6079 | 2.8977 | 3.1875 | 3.4772 | 3.767 | 4.0568
2019-12-08 16:00 | 43807.6667 | 0.75774 | 1.0103 | 1.2629 | 1.5155 | 1.7681 | 2.0206 | 2.2732 | 2.5258 | 2.7784 | 3.0309 | 3.2835 | 3.5361
2019-12-08 17:00 | 43807.7083 | 0.022864 | 0.030485 | 0.038107 | 0.045728 | 0.05335 | 0.060971 | 0.068592 | 0.076214 | 0.083835 | 0.091456 | 0.099078 | 0.1067
2019-12-08 18:00 | 43807.75 | 0 | 0 | 0 | 0 | 0 | 0 | 0 | 0 | 0 | 0 | 0 | 0
2019-12-08 19:00 | 43807.7917 | 0 | 0 | 0 | 0 | 0 | 0 | 0 | 0 | 0 | 0 | 0 | 0
2019-12-08 20:00 | 43807.8333 | 0 | 0 | 0 | 0 | 0 | 0 | 0 | 0 | 0 | 0 | 0 | 0
2019-12-08 21:00 | 43807.875 | 0 | 0 | 0 | 0 | 0 | 0 | 0 | 0 | 0 | 0 | 0 | 0
2019-12-08 22:00 | 43807.9167 | 0 | 0 | 0 | 0 | 0 | 0 | 0 | 0 | 0 | 0 | 0 | 0
2019-12-08 23:00 | 43807.9583 | 0 | 0 | 0 | 0 | 0 | 0 | 0 | 0 | 0 | 0 | 0 | 0
2019-12-09 | 43808 | 0 | 0 | 0 | 0 | 0 | 0 | 0 | 0 | 0 | 0 | 0 | 0
2019-12-09 01:00 | 43808.0417 | 0 | 0 | 0 | 0 | 0 | 0 | 0 | 0 | 0 | 0 | 0 | 0
2019-12-09 02:00 | 43808.0833 | 0 | 0 | 0 | 0 | 0 | 0 | 0 | 0 | 0 | 0 | 0 | 0
2019-12-09 03:00 | 43808.125 | 0 | 0 | 0 | 0 | 0 | 0 | 0 | 0 | 0 | 0 | 0 | 0
2019-12-09 04:00 | 43808.1667 | 0 | 0 | 0 | 0 | 0 | 0 | 0 | 0 | 0 | 0 | 0 | 0
2019-12-09 05:00 | 43808.2083 | 0 | 0 | 0 | 0 | 0 | 0 | 0 | 0 | 0 | 0 | 0 | 0
2019-12-09 06:00 | 43808.25 | 0 | 0 | 0 | 0 | 0 | 0 | 0 | 0 | 0 | 0 | 0 | 0
2019-12-09 07:00 | 43808.2917 | 0 | 0 | 0 | 0 | 0 | 0 | 0 | 0 | 0 | 0 | 0 | 0
2019-12-09 08:00 | 43808.3333 | 0 | 0 | 0 | 0 | 0 | 0 | 0 | 0 | 0 | 0 | 0 | 0
2019-12-09 09:00 | 43808.375 | 0.027218 | 0.036291 | 0.045364 | 0.054437 | 0.063509 | 0.072582 | 0.081655 | 0.090728 | 0.0998 | 0.10887 | 0.11795 | 0.12702
2019-12-09 10:00 | 43808.4167 | 0.073159 | 0.097545 | 0.12193 | 0.14632 | 0.1707 | 0.19509 | 0.21948 | 0.24386 | 0.26825 | 0.29264 | 0.31702 | 0.34141
2019-12-09 11:00 | 43808.4583 | 0.13108 | 0.17478 | 0.21847 | 0.26216 | 0.30586 | 0.34955 | 0.39324 | 0.43694 | 0.48063 | 0.52433 | 0.56802 | 0.61171
2019-12-09 12:00 | 43808.5 | 0.14386 | 0.19181 | 0.23976 | 0.28772 | 0.33567 | 0.38362 | 0.43157 | 0.47953 | 0.52748 | 0.57543 | 0.62338 | 0.67134
2019-12-09 13:00 | 43808.5417 | 0.16457 | 0.21942 | 0.27428 | 0.32914 | 0.38399 | 0.43885 | 0.4937 | 0.54856 | 0.60342 | 0.65827 | 0.71313 | 0.76799
2019-12-09 14:00 | 43808.5833 | 0.14863 | 0.19817 | 0.24771 | 0.29726 | 0.3468 | 0.39634 | 0.44588 | 0.49543 | 0.54497 | 0.59451 | 0.64405 | 0.6936
2019-12-09 15:00 | 43808.625 | 0.1201 | 0.16013 | 0.20017 | 0.2402 | 0.28023 | 0.32026 | 0.3603 | 0.40033 | 0.44036 | 0.4804 | 0.52043 | 0.56046
2019-12-09 16:00 | 43808.6667 | 0.057424 | 0.076565 | 0.095707 | 0.11485 | 0.13399 | 0.15313 | 0.17227 | 0.19141 | 0.21055 | 0.2297 | 0.24884 | 0.26798
2019-12-09 17:00 | 43808.7083 | 0.0032937 | 0.0043917 | 0.0054896 | 0.0065875 | 0.0076854 | 0.0087833 | 0.0098812 | 0.010979 | 0.012077 | 0.013175 | 0.014273 | 0.015371
2019-12-09 18:00 | 43808.75 | 0 | 0 | 0 | 0 | 0 | 0 | 0 | 0 | 0 | 0 | 0 | 0
2019-12-09 19:00 | 43808.7917 | 0 | 0 | 0 | 0 | 0 | 0 | 0 | 0 | 0 | 0 | 0 | 0
2019-12-09 20:00 | 43808.8333 | 0 | 0 | 0 | 0 | 0 | 0 | 0 | 0 | 0 | 0 | 0 | 0
2019-12-09 21:00 | 43808.875 | 0 | 0 | 0 | 0 | 0 | 0 | 0 | 0 | 0 | 0 | 0 | 0
2019-12-09 22:00 | 43808.9167 | 0 | 0 | 0 | 0 | 0 | 0 | 0 | 0 | 0 | 0 | 0 | 0
2019-12-09 23:00 | 43808.9583 | 0 | 0 | 0 | 0 | 0 | 0 | 0 | 0 | 0 | 0 | 0 | 0
2019-12-10 | 43809 | 0 | 0 | 0 | 0 | 0 | 0 | 0 | 0 | 0 | 0 | 0 | 0
2019-12-10 01:00 | 43809.0417 | 0 | 0 | 0 | 0 | 0 | 0 | 0 | 0 | 0 | 0 | 0 | 0
2019-12-10 02:00 | 43809.0833 | 0 | 0 | 0 | 0 | 0 | 0 | 0 | 0 | 0 | 0 | 0 | 0
2019-12-10 03:00 | 43809.125 | 0 | 0 | 0 | 0 | 0 | 0 | 0 | 0 | 0 | 0 | 0 | 0
2019-12-10 04:00 | 43809.1667 | 0 | 0 | 0 | 0 | 0 | 0 | 0 | 0 | 0 | 0 | 0 | 0
2019-12-10 05:00 | 43809.2083 | 0 | 0 | 0 | 0 | 0 | 0 | 0 | 0 | 0 | 0 | 0 | 0
2019-12-10 06:00 | 43809.25 | 0 | 0 | 0 | 0 | 0 | 0 | 0 | 0 | 0 | 0 | 0 | 0
2019-12-10 07:00 | 43809.2917 | 0 | 0 | 0 | 0 | 0 | 0 | 0 | 0 | 0 | 0 | 0 | 0
2019-12-10 08:00 | 43809.3333 | 0 | 0 | 0 | 0 | 0 | 0 | 0 | 0 | 0 | 0 | 0 | 0
2019-12-10 09:00 | 43809.375 | 0.65042 | 0.86722 | 1.084 | 1.3008 | 1.5176 | 1.7344 | 1.9512 | 2.1681 | 2.3849 | 2.6017 | 2.8185 | 3.0353
2019-12-10 10:00 | 43809.4167 | 1.5782 | 2.1042 | 2.6303 | 3.1563 | 3.6824 | 4.2085 | 4.7345 | 5.2606 | 5.7866 | 6.3127 | 6.8387 | 7.3648
2019-12-10 11:00 | 43809.4583 | 1.6271 | 2.1694 | 2.7118 | 3.2541 | 3.7965 | 4.3389 | 4.8812 | 5.4236 | 5.9659 | 6.5083 | 7.0507 | 7.593
2019-12-10 12:00 | 43809.5 | 0.90574 | 1.2077 | 1.5096 | 1.8115 | 2.1134 | 2.4153 | 2.7172 | 3.0191 | 3.3211 | 3.623 | 3.9249 | 4.2268
2019-12-10 13:00 | 43809.5417 | 1.4948 | 1.9931 | 2.4914 | 2.9897 | 3.488 | 3.9862 | 4.4845 | 4.9828 | 5.4811 | 5.9793 | 6.4776 | 6.9759
2019-12-10 14:00 | 43809.5833 | 1.6364 | 2.1819 | 2.7273 | 3.2728 | 3.8183 | 4.3637 | 4.9092 | 5.4547 | 6.0001 | 6.5456 | 7.0911 | 7.6365
2019-12-10 15:00 | 43809.625 | 1.5026 | 2.0035 | 2.5044 | 3.0052 | 3.5061 | 4.007 | 4.5079 | 5.0087 | 5.5096 | 6.0105 | 6.5114 | 7.0122
2019-12-10 16:00 | 43809.6667 | 0.92046 | 1.2273 | 1.5341 | 1.8409 | 2.1477 | 2.4546 | 2.7614 | 3.0682 | 3.375 | 3.6818 | 3.9887 | 4.2955
2019-12-10 17:00 | 43809.7083 | 0.031222 | 0.041629 | 0.052036 | 0.062444 | 0.072851 | 0.083258 | 0.093666 | 0.10407 | 0.11448 | 0.12489 | 0.13529 | 0.1457
2019-12-10 18:00 | 43809.75 | 0 | 0 | 0 | 0 | 0 | 0 | 0 | 0 | 0 | 0 | 0 | 0
2019-12-10 19:00 | 43809.7917 | 0 | 0 | 0 | 0 | 0 | 0 | 0 | 0 | 0 | 0 | 0 | 0
2019-12-10 20:00 | 43809.8333 | 0 | 0 | 0 | 0 | 0 | 0 | 0 | 0 | 0 | 0 | 0 | 0
2019-12-10 21:00 | 43809.875 | 0 | 0 | 0 | 0 | 0 | 0 | 0 | 0 | 0 | 0 | 0 | 0
2019-12-10 22:00 | 43809.9167 | 0 | 0 | 0 | 0 | 0 | 0 | 0 | 0 | 0 | 0 | 0 | 0
2019-12-10 23:00 | 43809.9583 | 0 | 0 | 0 | 0 | 0 | 0 | 0 | 0 | 0 | 0 | 0 | 0
2019-12-11 | 43810 | 0 | 0 | 0 | 0 | 0 | 0 | 0 | 0 | 0 | 0 | 0 | 0
2019-12-11 01:00 | 43810.0417 | 0 | 0 | 0 | 0 | 0 | 0 | 0 | 0 | 0 | 0 | 0 | 0
2019-12-11 02:00 | 43810.0833 | 0 | 0 | 0 | 0 | 0 | 0 | 0 | 0 | 0 | 0 | 0 | 0
2019-12-11 03:00 | 43810.125 | 0 | 0 | 0 | 0 | 0 | 0 | 0 | 0 | 0 | 0 | 0 | 0
2019-12-11 04:00 | 43810.1667 | 0 | 0 | 0 | 0 | 0 | 0 | 0 | 0 | 0 | 0 | 0 | 0
2019-12-11 05:00 | 43810.2083 | 0 | 0 | 0 | 0 | 0 | 0 | 0 | 0 | 0 | 0 | 0 | 0
2019-12-11 06:00 | 43810.25 | 0 | 0 | 0 | 0 | 0 | 0 | 0 | 0 | 0 | 0 | 0 | 0
2019-12-11 07:00 | 43810.2917 | 0 | 0 | 0 | 0 | 0 | 0 | 0 | 0 | 0 | 0 | 0 | 0
2019-12-11 08:00 | 43810.3333 | 0 | 0 | 0 | 0 | 0 | 0 | 0 | 0 | 0 | 0 | 0 | 0
2019-12-11 09:00 | 43810.375 | 0.39409 | 0.52545 | 0.65682 | 0.78818 | 0.91954 | 1.0509 | 1.1823 | 1.3136 | 1.445 | 1.5764 | 1.7077 | 1.8391
2019-12-11 10:00 | 43810.4167 | 1.2825 | 1.71 | 2.1375 | 2.565 | 2.9924 | 3.4199 | 3.8474 | 4.2749 | 4.7024 | 5.1299 | 5.5574 | 5.9849
2019-12-11 11:00 | 43810.4583 | 1.9197 | 2.5597 | 3.1996 | 3.8395 | 4.4794 | 5.1193 | 5.7592 | 6.3991 | 7.039 | 7.679 | 8.3189 | 8.9588
2019-12-11 12:00 | 43810.5 | 2.4407 | 3.2543 | 4.0679 | 4.8815 | 5.695 | 6.5086 | 7.3222 | 8.1358 | 8.9494 | 9.7629 | 10.5765 | 11.3901
2019-12-11 13:00 | 43810.5417 | 1.7982 | 2.3976 | 2.997 | 3.5963 | 4.1957 | 4.7951 | 5.3945 | 5.9939 | 6.5933 | 7.1927 | 7.7921 | 8.3915
2019-12-11 14:00 | 43810.5833 | 0.72206 | 0.96275 | 1.2034 | 1.4441 | 1.6848 | 1.9255 | 2.1662 | 2.4069 | 2.6476 | 2.8882 | 3.1289 | 3.3696
2019-12-11 15:00 | 43810.625 | 0.63638 | 0.84851 | 1.0606 | 1.2728 | 1.4849 | 1.697 | 1.9091 | 2.1213 | 2.3334 | 2.5455 | 2.7576 | 2.9698
2019-12-11 16:00 | 43810.6667 | 0.24717 | 0.32955 | 0.41194 | 0.49433 | 0.57672 | 0.65911 | 0.7415 | 0.82388 | 0.90627 | 0.98866 | 1.071 | 1.1534
2019-12-11 17:00 | 43810.7083 | 0.0033379 | 0.0044506 | 0.0055632 | 0.0066758 | 0.0077885 | 0.0089011 | 0.010014 | 0.011126 | 0.012239 | 0.013352 | 0.014464 | 0.015577
2019-12-11 18:00 | 43810.75 | 0 | 0 | 0 | 0 | 0 | 0 | 0 | 0 | 0 | 0 | 0 | 0
2019-12-11 19:00 | 43810.7917 | 0 | 0 | 0 | 0 | 0 | 0 | 0 | 0 | 0 | 0 | 0 | 0
2019-12-11 20:00 | 43810.8333 | 0 | 0 | 0 | 0 | 0 | 0 | 0 | 0 | 0 | 0 | 0 | 0
2019-12-11 21:00 | 43810.875 | 0 | 0 | 0 | 0 | 0 | 0 | 0 | 0 | 0 | 0 | 0 | 0
2019-12-11 22:00 | 43810.9167 | 0 | 0 | 0 | 0 | 0 | 0 | 0 | 0 | 0 | 0 | 0 | 0
2019-12-11 23:00 | 43810.9583 | 0 | 0 | 0 | 0 | 0 | 0 | 0 | 0 | 0 | 0 | 0 | 0
2019-12-12 | 43811 | 0 | 0 | 0 | 0 | 0 | 0 | 0 | 0 | 0 | 0 | 0 | 0
2019-12-12 01:00 | 43811.0417 | 0 | 0 | 0 | 0 | 0 | 0 | 0 | 0 | 0 | 0 | 0 | 0
2019-12-12 02:00 | 43811.0833 | 0 | 0 | 0 | 0 | 0 | 0 | 0 | 0 | 0 | 0 | 0 | 0
2019-12-12 03:00 | 43811.125 | 0 | 0 | 0 | 0 | 0 | 0 | 0 | 0 | 0 | 0 | 0 | 0
2019-12-12 04:00 | 43811.1667 | 0 | 0 | 0 | 0 | 0 | 0 | 0 | 0 | 0 | 0 | 0 | 0
2019-12-12 05:00 | 43811.2083 | 0 | 0 | 0 | 0 | 0 | 0 | 0 | 0 | 0 | 0 | 0 | 0
2019-12-12 06:00 | 43811.25 | 0 | 0 | 0 | 0 | 0 | 0 | 0 | 0 | 0 | 0 | 0 | 0
2019-12-12 07:00 | 43811.2917 | 0 | 0 | 0 | 0 | 0 | 0 | 0 | 0 | 0 | 0 | 0 | 0
2019-12-12 08:00 | 43811.3333 | 0 | 0 | 0 | 0 | 0 | 0 | 0 | 0 | 0 | 0 | 0 | 0
2019-12-12 09:00 | 43811.375 | 0.0092417 | 0.012322 | 0.015403 | 0.018483 | 0.021564 | 0.024645 | 0.027725 | 0.030806 | 0.033886 | 0.036967 | 0.040047 | 0.043128
2019-12-12 10:00 | 43811.4167 | 0.028917 | 0.038556 | 0.048195 | 0.057834 | 0.067473 | 0.077112 | 0.086751 | 0.09639 | 0.10603 | 0.11567 | 0.12531 | 0.13495
2019-12-12 11:00 | 43811.4583 | 0.086412 | 0.11522 | 0.14402 | 0.17282 | 0.20163 | 0.23043 | 0.25924 | 0.28804 | 0.31684 | 0.34565 | 0.37445 | 0.40325
2019-12-12 12:00 | 43811.5 | 0.093361 | 0.12448 | 0.1556 | 0.18672 | 0.21784 | 0.24896 | 0.28008 | 0.3112 | 0.34232 | 0.37344 | 0.40456 | 0.43568
2019-12-12 13:00 | 43811.5417 | 1.1018 | 1.4691 | 1.8364 | 2.2037 | 2.5709 | 2.9382 | 3.3055 | 3.6728 | 4.0401 | 4.4073 | 4.7746 | 5.1419
2019-12-12 14:00 | 43811.5833 | 0.84558 | 1.1274 | 1.4093 | 1.6912 | 1.973 | 2.2549 | 2.5367 | 2.8186 | 3.1005 | 3.3823 | 3.6642 | 3.946
2019-12-12 15:00 | 43811.625 | 0.80383 | 1.0718 | 1.3397 | 1.6077 | 1.8756 | 2.1435 | 2.4115 | 2.6794 | 2.9474 | 3.2153 | 3.4832 | 3.7512
2019-12-12 16:00 | 43811.6667 | 0.25489 | 0.33985 | 0.42482 | 0.50978 | 0.59474 | 0.67971 | 0.76467 | 0.84963 | 0.9346 | 1.0196 | 1.1045 | 1.1895
2019-12-12 17:00 | 43811.7083 | 0.0084416 | 0.011255 | 0.014069 | 0.016883 | 0.019697 | 0.022511 | 0.025325 | 0.028139 | 0.030953 | 0.033766 | 0.03658 | 0.039394
2019-12-12 18:00 | 43811.75 | 0 | 0 | 0 | 0 | 0 | 0 | 0 | 0 | 0 | 0 | 0 | 0
2019-12-12 19:00 | 43811.7917 | 0 | 0 | 0 | 0 | 0 | 0 | 0 | 0 | 0 | 0 | 0 | 0
2019-12-12 20:00 | 43811.8333 | 0 | 0 | 0 | 0 | 0 | 0 | 0 | 0 | 0 | 0 | 0 | 0
2019-12-12 21:00 | 43811.875 | 0 | 0 | 0 | 0 | 0 | 0 | 0 | 0 | 0 | 0 | 0 | 0
2019-12-12 22:00 | 43811.9167 | 0 | 0 | 0 | 0 | 0 | 0 | 0 | 0 | 0 | 0 | 0 | 0
2019-12-12 23:00 | 43811.9583 | 0 | 0 | 0 | 0 | 0 | 0 | 0 | 0 | 0 | 0 | 0 | 0
2019-12-13 | 43812 | 0 | 0 | 0 | 0 | 0 | 0 | 0 | 0 | 0 | 0 | 0 | 0
2019-12-13 01:00 | 43812.0417 | 0 | 0 | 0 | 0 | 0 | 0 | 0 | 0 | 0 | 0 | 0 | 0
2019-12-13 02:00 | 43812.0833 | 0 | 0 | 0 | 0 | 0 | 0 | 0 | 0 | 0 | 0 | 0 | 0
2019-12-13 03:00 | 43812.125 | 0 | 0 | 0 | 0 | 0 | 0 | 0 | 0 | 0 | 0 | 0 | 0
2019-12-13 04:00 | 43812.1667 | 0 | 0 | 0 | 0 | 0 | 0 | 0 | 0 | 0 | 0 | 0 | 0
2019-12-13 05:00 | 43812.2083 | 0 | 0 | 0 | 0 | 0 | 0 | 0 | 0 | 0 | 0 | 0 | 0
2019-12-13 06:00 | 43812.25 | 0 | 0 | 0 | 0 | 0 | 0 | 0 | 0 | 0 | 0 | 0 | 0
2019-12-13 07:00 | 43812.2917 | 0 | 0 | 0 | 0 | 0 | 0 | 0 | 0 | 0 | 0 | 0 | 0
2019-12-13 08:00 | 43812.3333 | 0 | 0 | 0 | 0 | 0 | 0 | 0 | 0 | 0 | 0 | 0 | 0
2019-12-13 09:00 | 43812.375 | 0.0222 | 0.0296 | 0.037 | 0.0444 | 0.0518 | 0.0592 | 0.0666 | 0.074 | 0.0814 | 0.0888 | 0.0962 | 0.1036
2019-12-13 10:00 | 43812.4167 | 0.069716 | 0.092955 | 0.11619 | 0.13943 | 0.16267 | 0.18591 | 0.20915 | 0.23239 | 0.25563 | 0.27886 | 0.3021 | 0.32534
2019-12-13 11:00 | 43812.4583 | 0.10488 | 0.13984 | 0.1748 | 0.20976 | 0.24472 | 0.27967 | 0.31463 | 0.34959 | 0.38455 | 0.41951 | 0.45447 | 0.48943
2019-12-13 12:00 | 43812.5 | 0.13067 | 0.17422 | 0.21778 | 0.26134 | 0.30489 | 0.34845 | 0.39201 | 0.43556 | 0.47912 | 0.52267 | 0.56623 | 0.60979
2019-12-13 13:00 | 43812.5417 | 0.13864 | 0.18485 | 0.23106 | 0.27727 | 0.32349 | 0.3697 | 0.41591 | 0.46212 | 0.50834 | 0.55455 | 0.60076 | 0.64697
2019-12-13 14:00 | 43812.5833 | 0.12848 | 0.17131 | 0.21414 | 0.25697 | 0.29979 | 0.34262 | 0.38545 | 0.42828 | 0.47111 | 0.51393 | 0.55676 | 0.59959
2019-12-13 15:00 | 43812.625 | 0.085095 | 0.11346 | 0.14183 | 0.17019 | 0.19856 | 0.22692 | 0.25529 | 0.28365 | 0.31202 | 0.34038 | 0.36875 | 0.39711
2019-12-13 16:00 | 43812.6667 | 0.040966 | 0.054621 | 0.068277 | 0.081932 | 0.095588 | 0.10924 | 0.1229 | 0.13655 | 0.15021 | 0.16386 | 0.17752 | 0.19118
2019-12-13 17:00 | 43812.7083 | 0.0033253 | 0.0044337 | 0.0055422 | 0.0066506 | 0.007759 | 0.0088675 | 0.0099759 | 0.011084 | 0.012193 | 0.013301 | 0.01441 | 0.015518
2019-12-13 18:00 | 43812.75 | 0 | 0 | 0 | 0 | 0 | 0 | 0 | 0 | 0 | 0 | 0 | 0
2019-12-13 19:00 | 43812.7917 | 0 | 0 | 0 | 0 | 0 | 0 | 0 | 0 | 0 | 0 | 0 | 0
2019-12-13 20:00 | 43812.8333 | 0 | 0 | 0 | 0 | 0 | 0 | 0 | 0 | 0 | 0 | 0 | 0
2019-12-13 21:00 | 43812.875 | 0 | 0 | 0 | 0 | 0 | 0 | 0 | 0 | 0 | 0 | 0 | 0
2019-12-13 22:00 | 43812.9167 | 0 | 0 | 0 | 0 | 0 | 0 | 0 | 0 | 0 | 0 | 0 | 0
2019-12-13 23:00 | 43812.9583 | 0 | 0 | 0 | 0 | 0 | 0 | 0 | 0 | 0 | 0 | 0 | 0
2019-12-14 | 43813 | 0 | 0 | 0 | 0 | 0 | 0 | 0 | 0 | 0 | 0 | 0 | 0
2019-12-14 01:00 | 43813.0417 | 0 | 0 | 0 | 0 | 0 | 0 | 0 | 0 | 0 | 0 | 0 | 0
2019-12-14 02:00 | 43813.0833 | 0 | 0 | 0 | 0 | 0 | 0 | 0 | 0 | 0 | 0 | 0 | 0
2019-12-14 03:00 | 43813.125 | 0 | 0 | 0 | 0 | 0 | 0 | 0 | 0 | 0 | 0 | 0 | 0
2019-12-14 04:00 | 43813.1667 | 0 | 0 | 0 | 0 | 0 | 0 | 0 | 0 | 0 | 0 | 0 | 0
2019-12-14 05:00 | 43813.2083 | 0 | 0 | 0 | 0 | 0 | 0 | 0 | 0 | 0 | 0 | 0 | 0
2019-12-14 06:00 | 43813.25 | 0 | 0 | 0 | 0 | 0 | 0 | 0 | 0 | 0 | 0 | 0 | 0
2019-12-14 07:00 | 43813.2917 | 0 | 0 | 0 | 0 | 0 | 0 | 0 | 0 | 0 | 0 | 0 | 0
2019-12-14 08:00 | 43813.3333 | 0 | 0 | 0 | 0 | 0 | 0 | 0 | 0 | 0 | 0 | 0 | 0
2019-12-14 09:00 | 43813.375 | 0.058873 | 0.078497 | 0.098122 | 0.11775 | 0.13737 | 0.15699 | 0.17662 | 0.19624 | 0.21587 | 0.23549 | 0.25512 | 0.27474
2019-12-14 10:00 | 43813.4167 | 0.1971 | 0.2628 | 0.3285 | 0.3942 | 0.45991 | 0.52561 | 0.59131 | 0.65701 | 0.72271 | 0.78841 | 0.85411 | 0.91981
2019-12-14 11:00 | 43813.4583 | 0.36529 | 0.48705 | 0.60881 | 0.73057 | 0.85233 | 0.97409 | 1.0959 | 1.2176 | 1.3394 | 1.4611 | 1.5829 | 1.7047
2019-12-14 12:00 | 43813.5 | 0.55792 | 0.74389 | 0.92986 | 1.1158 | 1.3018 | 1.4878 | 1.6738 | 1.8597 | 2.0457 | 2.2317 | 2.4176 | 2.6036
2019-12-14 13:00 | 43813.5417 | 0.59413 | 0.79218 | 0.99022 | 1.1883 | 1.3863 | 1.5844 | 1.7824 | 1.9804 | 2.1785 | 2.3765 | 2.5746 | 2.7726
2019-12-14 14:00 | 43813.5833 | 0.44158 | 0.58877 | 0.73596 | 0.88315 | 1.0303 | 1.1775 | 1.3247 | 1.4719 | 1.6191 | 1.7663 | 1.9135 | 2.0607
2019-12-14 15:00 | 43813.625 | 0.30525 | 0.407 | 0.50875 | 0.6105 | 0.71225 | 0.814 | 0.91575 | 1.0175 | 1.1193 | 1.221 | 1.3228 | 1.4245
2019-12-14 16:00 | 43813.6667 | 0.11709 | 0.15611 | 0.19514 | 0.23417 | 0.2732 | 0.31223 | 0.35126 | 0.39029 | 0.42932 | 0.46834 | 0.50737 | 0.5464
2019-12-14 17:00 | 43813.7083 | 0.0029055 | 0.003874 | 0.0048425 | 0.005811 | 0.0067795 | 0.007748 | 0.0087165 | 0.009685 | 0.010653 | 0.011622 | 0.01259 | 0.013559
2019-12-14 18:00 | 43813.75 | 0 | 0 | 0 | 0 | 0 | 0 | 0 | 0 | 0 | 0 | 0 | 0
2019-12-14 19:00 | 43813.7917 | 0 | 0 | 0 | 0 | 0 | 0 | 0 | 0 | 0 | 0 | 0 | 0
2019-12-14 20:00 | 43813.8333 | 0 | 0 | 0 | 0 | 0 | 0 | 0 | 0 | 0 | 0 | 0 | 0
2019-12-14 21:00 | 43813.875 | 0 | 0 | 0 | 0 | 0 | 0 | 0 | 0 | 0 | 0 | 0 | 0
2019-12-14 22:00 | 43813.9167 | 0 | 0 | 0 | 0 | 0 | 0 | 0 | 0 | 0 | 0 | 0 | 0
2019-12-14 23:00 | 43813.9583 | 0 | 0 | 0 | 0 | 0 | 0 | 0 | 0 | 0 | 0 | 0 | 0
2019-12-15 | 43814 | 0 | 0 | 0 | 0 | 0 | 0 | 0 | 0 | 0 | 0 | 0 | 0
2019-12-15 01:00 | 43814.0417 | 0 | 0 | 0 | 0 | 0 | 0 | 0 | 0 | 0 | 0 | 0 | 0
2019-12-15 02:00 | 43814.0833 | 0 | 0 | 0 | 0 | 0 | 0 | 0 | 0 | 0 | 0 | 0 | 0
2019-12-15 03:00 | 43814.125 | 0 | 0 | 0 | 0 | 0 | 0 | 0 | 0 | 0 | 0 | 0 | 0
2019-12-15 04:00 | 43814.1667 | 0 | 0 | 0 | 0 | 0 | 0 | 0 | 0 | 0 | 0 | 0 | 0
2019-12-15 05:00 | 43814.2083 | 0 | 0 | 0 | 0 | 0 | 0 | 0 | 0 | 0 | 0 | 0 | 0
2019-12-15 06:00 | 43814.25 | 0 | 0 | 0 | 0 | 0 | 0 | 0 | 0 | 0 | 0 | 0 | 0
2019-12-15 07:00 | 43814.2917 | 0 | 0 | 0 | 0 | 0 | 0 | 0 | 0 | 0 | 0 | 0 | 0
2019-12-15 08:00 | 43814.3333 | 0 | 0 | 0 | 0 | 0 | 0 | 0 | 0 | 0 | 0 | 0 | 0
2019-12-15 09:00 | 43814.375 | 0.11137 | 0.1485 | 0.18562 | 0.22274 | 0.25987 | 0.29699 | 0.33412 | 0.37124 | 0.40837 | 0.44549 | 0.48261 | 0.51974
2019-12-15 10:00 | 43814.4167 | 0.3391 | 0.45214 | 0.56517 | 0.67821 | 0.79124 | 0.90428 | 1.0173 | 1.1303 | 1.2434 | 1.3564 | 1.4695 | 1.5825
2019-12-15 11:00 | 43814.4583 | 0.55221 | 0.73628 | 0.92036 | 1.1044 | 1.2885 | 1.4726 | 1.6566 | 1.8407 | 2.0248 | 2.2089 | 2.3929 | 2.577
2019-12-15 12:00 | 43814.5 | 0.57036 | 0.76048 | 0.9506 | 1.1407 | 1.3308 | 1.521 | 1.7111 | 1.9012 | 2.0913 | 2.2814 | 2.4716 | 2.6617
2019-12-15 13:00 | 43814.5417 | 0.4706 | 0.62747 | 0.78434 | 0.94121 | 1.0981 | 1.2549 | 1.4118 | 1.5687 | 1.7256 | 1.8824 | 2.0393 | 2.1962
2019-12-15 14:00 | 43814.5833 | 0.3958 | 0.52774 | 0.65967 | 0.7916 | 0.92354 | 1.0555 | 1.1874 | 1.3193 | 1.4513 | 1.5832 | 1.7151 | 1.8471
2019-12-15 15:00 | 43814.625 | 0.26089 | 0.34786 | 0.43482 | 0.52179 | 0.60875 | 0.69572 | 0.78268 | 0.86965 | 0.95661 | 1.0436 | 1.1305 | 1.2175
2019-12-15 16:00 | 43814.6667 | 0.11846 | 0.15794 | 0.19743 | 0.23691 | 0.2764 | 0.31588 | 0.35537 | 0.39485 | 0.43434 | 0.47382 | 0.51331 | 0.55279
2019-12-15 17:00 | 43814.7083 | 0.002949 | 0.003932 | 0.004915 | 0.005898 | 0.0068811 | 0.0078641 | 0.0088471 | 0.0098301 | 0.010813 | 0.011796 | 0.012779 | 0.013762
2019-12-15 18:00 | 43814.75 | 0 | 0 | 0 | 0 | 0 | 0 | 0 | 0 | 0 | 0 | 0 | 0
2019-12-15 19:00 | 43814.7917 | 0 | 0 | 0 | 0 | 0 | 0 | 0 | 0 | 0 | 0 | 0 | 0
2019-12-15 20:00 | 43814.8333 | 0 | 0 | 0 | 0 | 0 | 0 | 0 | 0 | 0 | 0 | 0 | 0
2019-12-15 21:00 | 43814.875 | 0 | 0 | 0 | 0 | 0 | 0 | 0 | 0 | 0 | 0 | 0 | 0
2019-12-15 22:00 | 43814.9167 | 0 | 0 | 0 | 0 | 0 | 0 | 0 | 0 | 0 | 0 | 0 | 0
2019-12-15 23:00 | 43814.9583 | 0 | 0 | 0 | 0 | 0 | 0 | 0 | 0 | 0 | 0 | 0 | 0
2019-12-16 | 43815 | 0 | 0 | 0 | 0 | 0 | 0 | 0 | 0 | 0 | 0 | 0 | 0
2019-12-16 01:00 | 43815.0417 | 0 | 0 | 0 | 0 | 0 | 0 | 0 | 0 | 0 | 0 | 0 | 0
2019-12-16 02:00 | 43815.0833 | 0 | 0 | 0 | 0 | 0 | 0 | 0 | 0 | 0 | 0 | 0 | 0
2019-12-16 03:00 | 43815.125 | 0 | 0 | 0 | 0 | 0 | 0 | 0 | 0 | 0 | 0 | 0 | 0
2019-12-16 04:00 | 43815.1667 | 0 | 0 | 0 | 0 | 0 | 0 | 0 | 0 | 0 | 0 | 0 | 0
2019-12-16 05:00 | 43815.2083 | 0 | 0 | 0 | 0 | 0 | 0 | 0 | 0 | 0 | 0 | 0 | 0
2019-12-16 06:00 | 43815.25 | 0 | 0 | 0 | 0 | 0 | 0 | 0 | 0 | 0 | 0 | 0 | 0
2019-12-16 07:00 | 43815.2917 | 0 | 0 | 0 | 0 | 0 | 0 | 0 | 0 | 0 | 0 | 0 | 0
2019-12-16 08:00 | 43815.3333 | 0 | 0 | 0 | 0 | 0 | 0 | 0 | 0 | 0 | 0 | 0 | 0
2019-12-16 09:00 | 43815.375 | 0.55373 | 0.73831 | 0.92289 | 1.1075 | 1.292 | 1.4766 | 1.6612 | 1.8458 | 2.0304 | 2.2149 | 2.3995 | 2.5841
2019-12-16 10:00 | 43815.4167 | 1.0143 | 1.3524 | 1.6905 | 2.0286 | 2.3668 | 2.7049 | 3.043 | 3.3811 | 3.7192 | 4.0573 | 4.3954 | 4.7335
2019-12-16 11:00 | 43815.4583 | 1.3217 | 1.7623 | 2.2029 | 2.6435 | 3.0841 | 3.5246 | 3.9652 | 4.4058 | 4.8464 | 5.2869 | 5.7275 | 6.1681
2019-12-16 12:00 | 43815.5 | 1.7048 | 2.2731 | 2.8414 | 3.4097 | 3.978 | 4.5463 | 5.1145 | 5.6828 | 6.2511 | 6.8194 | 7.3877 | 7.9559
2019-12-16 13:00 | 43815.5417 | 1.8346 | 2.4461 | 3.0576 | 3.6692 | 4.2807 | 4.8922 | 5.5038 | 6.1153 | 6.7268 | 7.3383 | 7.9499 | 8.5614
2019-12-16 14:00 | 43815.5833 | 0.724 | 0.96533 | 1.2067 | 1.448 | 1.6893 | 1.9307 | 2.172 | 2.4133 | 2.6547 | 2.896 | 3.1373 | 3.3787
2019-12-16 15:00 | 43815.625 | 0.45956 | 0.61275 | 0.76594 | 0.91913 | 1.0723 | 1.2255 | 1.3787 | 1.5319 | 1.6851 | 1.8383 | 1.9914 | 2.1446
2019-12-16 16:00 | 43815.6667 | 0.11766 | 0.15688 | 0.1961 | 0.23532 | 0.27453 | 0.31375 | 0.35297 | 0.39219 | 0.43141 | 0.47063 | 0.50985 | 0.54907
2019-12-16 17:00 | 43815.7083 | 0.0026861 | 0.0035814 | 0.0044768 | 0.0053721 | 0.0062675 | 0.0071628 | 0.0080582 | 0.0089535 | 0.0098489 | 0.010744 | 0.01164 | 0.012535
2019-12-16 18:00 | 43815.75 | 0 | 0 | 0 | 0 | 0 | 0 | 0 | 0 | 0 | 0 | 0 | 0
2019-12-16 19:00 | 43815.7917 | 0 | 0 | 0 | 0 | 0 | 0 | 0 | 0 | 0 | 0 | 0 | 0
2019-12-16 20:00 | 43815.8333 | 0 | 0 | 0 | 0 | 0 | 0 | 0 | 0 | 0 | 0 | 0 | 0
2019-12-16 21:00 | 43815.875 | 0 | 0 | 0 | 0 | 0 | 0 | 0 | 0 | 0 | 0 | 0 | 0
2019-12-16 22:00 | 43815.9167 | 0 | 0 | 0 | 0 | 0 | 0 | 0 | 0 | 0 | 0 | 0 | 0
2019-12-16 23:00 | 43815.9583 | 0 | 0 | 0 | 0 | 0 | 0 | 0 | 0 | 0 | 0 | 0 | 0
2019-12-17 | 43816 | 0 | 0 | 0 | 0 | 0 | 0 | 0 | 0 | 0 | 0 | 0 | 0
2019-12-17 01:00 | 43816.0417 | 0 | 0 | 0 | 0 | 0 | 0 | 0 | 0 | 0 | 0 | 0 | 0
2019-12-17 02:00 | 43816.0833 | 0 | 0 | 0 | 0 | 0 | 0 | 0 | 0 | 0 | 0 | 0 | 0
2019-12-17 03:00 | 43816.125 | 0 | 0 | 0 | 0 | 0 | 0 | 0 | 0 | 0 | 0 | 0 | 0
2019-12-17 04:00 | 43816.1667 | 0 | 0 | 0 | 0 | 0 | 0 | 0 | 0 | 0 | 0 | 0 | 0
2019-12-17 05:00 | 43816.2083 | 0 | 0 | 0 | 0 | 0 | 0 | 0 | 0 | 0 | 0 | 0 | 0
2019-12-17 06:00 | 43816.25 | 0 | 0 | 0 | 0 | 0 | 0 | 0 | 0 | 0 | 0 | 0 | 0
2019-12-17 07:00 | 43816.2917 | 0 | 0 | 0 | 0 | 0 | 0 | 0 | 0 | 0 | 0 | 0 | 0
2019-12-17 08:00 | 43816.3333 | 0 | 0 | 0 | 0 | 0 | 0 | 0 | 0 | 0 | 0 | 0 | 0
2019-12-17 09:00 | 43816.375 | 0.060005 | 0.080007 | 0.10001 | 0.12001 | 0.14001 | 0.16001 | 0.18001 | 0.20002 | 0.22002 | 0.24002 | 0.26002 | 0.28002
2019-12-17 10:00 | 43816.4167 | 0.16603 | 0.22137 | 0.27671 | 0.33205 | 0.3874 | 0.44274 | 0.49808 | 0.55342 | 0.60877 | 0.66411 | 0.71945 | 0.77479
2019-12-17 11:00 | 43816.4583 | 0.27164 | 0.36219 | 0.45274 | 0.54329 | 0.63384 | 0.72438 | 0.81493 | 0.90548 | 0.99603 | 1.0866 | 1.1771 | 1.2677
2019-12-17 12:00 | 43816.5 | 0.40536 | 0.54049 | 0.67561 | 0.81073 | 0.94585 | 1.081 | 1.2161 | 1.3512 | 1.4863 | 1.6215 | 1.7566 | 1.8917
2019-12-17 13:00 | 43816.5417 | 0.40091 | 0.53455 | 0.66818 | 0.80182 | 0.93545 | 1.0691 | 1.2027 | 1.3364 | 1.47 | 1.6036 | 1.7373 | 1.8709
2019-12-17 14:00 | 43816.5833 | 0.38813 | 0.5175 | 0.64688 | 0.77625 | 0.90563 | 1.035 | 1.1644 | 1.2938 | 1.4231 | 1.5525 | 1.6819 | 1.8113
2019-12-17 15:00 | 43816.625 | 0.24704 | 0.32938 | 0.41173 | 0.49407 | 0.57642 | 0.65876 | 0.74111 | 0.82345 | 0.9058 | 0.98814 | 1.0705 | 1.1528
2019-12-17 16:00 | 43816.6667 | 0.11636 | 0.15514 | 0.19393 | 0.23272 | 0.2715 | 0.31029 | 0.34907 | 0.38786 | 0.42665 | 0.46543 | 0.50422 | 0.543
2019-12-17 17:00 | 43816.7083 | 0.003052 | 0.0040693 | 0.0050866 | 0.0061039 | 0.0071212 | 0.0081386 | 0.0091559 | 0.010173 | 0.011191 | 0.012208 | 0.013225 | 0.014242
2019-12-17 18:00 | 43816.75 | 0 | 0 | 0 | 0 | 0 | 0 | 0 | 0 | 0 | 0 | 0 | 0
2019-12-17 19:00 | 43816.7917 | 0 | 0 | 0 | 0 | 0 | 0 | 0 | 0 | 0 | 0 | 0 | 0
2019-12-17 20:00 | 43816.8333 | 0 | 0 | 0 | 0 | 0 | 0 | 0 | 0 | 0 | 0 | 0 | 0
2019-12-17 21:00 | 43816.875 | 0 | 0 | 0 | 0 | 0 | 0 | 0 | 0 | 0 | 0 | 0 | 0
2019-12-17 22:00 | 43816.9167 | 0 | 0 | 0 | 0 | 0 | 0 | 0 | 0 | 0 | 0 | 0 | 0
2019-12-17 23:00 | 43816.9583 | 0 | 0 | 0 | 0 | 0 | 0 | 0 | 0 | 0 | 0 | 0 | 0
2019-12-18 | 43817 | 0 | 0 | 0 | 0 | 0 | 0 | 0 | 0 | 0 | 0 | 0 | 0
2019-12-18 01:00 | 43817.0417 | 0 | 0 | 0 | 0 | 0 | 0 | 0 | 0 | 0 | 0 | 0 | 0
2019-12-18 02:00 | 43817.0833 | 0 | 0 | 0 | 0 | 0 | 0 | 0 | 0 | 0 | 0 | 0 | 0
2019-12-18 03:00 | 43817.125 | 0 | 0 | 0 | 0 | 0 | 0 | 0 | 0 | 0 | 0 | 0 | 0
2019-12-18 04:00 | 43817.1667 | 0 | 0 | 0 | 0 | 0 | 0 | 0 | 0 | 0 | 0 | 0 | 0
2019-12-18 05:00 | 43817.2083 | 0 | 0 | 0 | 0 | 0 | 0 | 0 | 0 | 0 | 0 | 0 | 0
2019-12-18 06:00 | 43817.25 | 0 | 0 | 0 | 0 | 0 | 0 | 0 | 0 | 0 | 0 | 0 | 0
2019-12-18 07:00 | 43817.2917 | 0 | 0 | 0 | 0 | 0 | 0 | 0 | 0 | 0 | 0 | 0 | 0
2019-12-18 08:00 | 43817.3333 | 0 | 0 | 0 | 0 | 0 | 0 | 0 | 0 | 0 | 0 | 0 | 0
2019-12-18 09:00 | 43817.375 | 0.069956 | 0.093275 | 0.11659 | 0.13991 | 0.16323 | 0.18655 | 0.20987 | 0.23319 | 0.25651 | 0.27982 | 0.30314 | 0.32646
2019-12-18 10:00 | 43817.4167 | 0.23255 | 0.31007 | 0.38758 | 0.4651 | 0.54262 | 0.62013 | 0.69765 | 0.77517 | 0.85268 | 0.9302 | 1.0077 | 1.0852
2019-12-18 11:00 | 43817.4583 | 0.44491 | 0.59321 | 0.74151 | 0.88982 | 1.0381 | 1.1864 | 1.3347 | 1.483 | 1.6313 | 1.7796 | 1.9279 | 2.0762
2019-12-18 12:00 | 43817.5 | 0.49211 | 0.65615 | 0.82019 | 0.98422 | 1.1483 | 1.3123 | 1.4763 | 1.6404 | 1.8044 | 1.9684 | 2.1325 | 2.2965
2019-12-18 13:00 | 43817.5417 | 0.5249 | 0.69987 | 0.87483 | 1.0498 | 1.2248 | 1.3997 | 1.5747 | 1.7497 | 1.9246 | 2.0996 | 2.2746 | 2.4495
2019-12-18 14:00 | 43817.5833 | 0.43334 | 0.57779 | 0.72223 | 0.86668 | 1.0111 | 1.1556 | 1.3 | 1.4445 | 1.5889 | 1.7334 | 1.8778 | 2.0223
2019-12-18 15:00 | 43817.625 | 0.25799 | 0.34399 | 0.42999 | 0.51598 | 0.60198 | 0.68798 | 0.77398 | 0.85997 | 0.94597 | 1.032 | 1.118 | 1.204
2019-12-18 16:00 | 43817.6667 | 0.11471 | 0.15294 | 0.19118 | 0.22942 | 0.26765 | 0.30589 | 0.34413 | 0.38236 | 0.4206 | 0.45883 | 0.49707 | 0.53531
2019-12-18 17:00 | 43817.7083 | 0.0026124 | 0.0034832 | 0.0043541 | 0.0052249 | 0.0060957 | 0.0069665 | 0.0078373 | 0.0087081 | 0.0095789 | 0.01045 | 0.011321 | 0.012191
2019-12-18 18:00 | 43817.75 | 0 | 0 | 0 | 0 | 0 | 0 | 0 | 0 | 0 | 0 | 0 | 0
2019-12-18 19:00 | 43817.7917 | 0 | 0 | 0 | 0 | 0 | 0 | 0 | 0 | 0 | 0 | 0 | 0
2019-12-18 20:00 | 43817.8333 | 0 | 0 | 0 | 0 | 0 | 0 | 0 | 0 | 0 | 0 | 0 | 0
2019-12-18 21:00 | 43817.875 | 0 | 0 | 0 | 0 | 0 | 0 | 0 | 0 | 0 | 0 | 0 | 0
2019-12-18 22:00 | 43817.9167 | 0 | 0 | 0 | 0 | 0 | 0 | 0 | 0 | 0 | 0 | 0 | 0
2019-12-18 23:00 | 43817.9583 | 0 | 0 | 0 | 0 | 0 | 0 | 0 | 0 | 0 | 0 | 0 | 0
2019-12-19 | 43818 | 0 | 0 | 0 | 0 | 0 | 0 | 0 | 0 | 0 | 0 | 0 | 0
2019-12-19 01:00 | 43818.0417 | 0 | 0 | 0 | 0 | 0 | 0 | 0 | 0 | 0 | 0 | 0 | 0
2019-12-19 02:00 | 43818.0833 | 0 | 0 | 0 | 0 | 0 | 0 | 0 | 0 | 0 | 0 | 0 | 0
2019-12-19 03:00 | 43818.125 | 0 | 0 | 0 | 0 | 0 | 0 | 0 | 0 | 0 | 0 | 0 | 0
2019-12-19 04:00 | 43818.1667 | 0 | 0 | 0 | 0 | 0 | 0 | 0 | 0 | 0 | 0 | 0 | 0
2019-12-19 05:00 | 43818.2083 | 0 | 0 | 0 | 0 | 0 | 0 | 0 | 0 | 0 | 0 | 0 | 0
2019-12-19 06:00 | 43818.25 | 0 | 0 | 0 | 0 | 0 | 0 | 0 | 0 | 0 | 0 | 0 | 0
2019-12-19 07:00 | 43818.2917 | 0 | 0 | 0 | 0 | 0 | 0 | 0 | 0 | 0 | 0 | 0 | 0
2019-12-19 08:00 | 43818.3333 | 0 | 0 | 0 | 0 | 0 | 0 | 0 | 0 | 0 | 0 | 0 | 0
2019-12-19 09:00 | 43818.375 | 0.23366 | 0.31155 | 0.38944 | 0.46732 | 0.54521 | 0.6231 | 0.70098 | 0.77887 | 0.85676 | 0.93465 | 1.0125 | 1.0904
2019-12-19 10:00 | 43818.4167 | 0.80006 | 1.0667 | 1.3334 | 1.6001 | 1.8668 | 2.1335 | 2.4002 | 2.6669 | 2.9335 | 3.2002 | 3.4669 | 3.7336
2019-12-19 11:00 | 43818.4583 | 1.3596 | 1.8128 | 2.266 | 2.7191 | 3.1723 | 3.6255 | 4.0787 | 4.5319 | 4.9851 | 5.4383 | 5.8915 | 6.3447
2019-12-19 12:00 | 43818.5 | 1.8229 | 2.4306 | 3.0382 | 3.6458 | 4.2535 | 4.8611 | 5.4687 | 6.0764 | 6.684 | 7.2917 | 7.8993 | 8.5069
2019-12-19 13:00 | 43818.5417 | 1.811 | 2.4147 | 3.0183 | 3.622 | 4.2257 | 4.8293 | 5.433 | 6.0367 | 6.6404 | 7.244 | 7.8477 | 8.4514
2019-12-19 14:00 | 43818.5833 | 1.599 | 2.132 | 2.6649 | 3.1979 | 3.7309 | 4.2639 | 4.7969 | 5.3299 | 5.8629 | 6.3959 | 6.9288 | 7.4618
2019-12-19 15:00 | 43818.625 | 0.93884 | 1.2518 | 1.5647 | 1.8777 | 2.1906 | 2.5036 | 2.8165 | 3.1295 | 3.4424 | 3.7554 | 4.0683 | 4.3813
2019-12-19 16:00 | 43818.6667 | 0.46209 | 0.61612 | 0.77015 | 0.92418 | 1.0782 | 1.2322 | 1.3863 | 1.5403 | 1.6943 | 1.8484 | 2.0024 | 2.1564
2019-12-19 17:00 | 43818.7083 | 0.0028187 | 0.0037582 | 0.0046978 | 0.0056373 | 0.0065769 | 0.0075165 | 0.008456 | 0.0093956 | 0.010335 | 0.011275 | 0.012214 | 0.013154
2019-12-19 18:00 | 43818.75 | 0 | 0 | 0 | 0 | 0 | 0 | 0 | 0 | 0 | 0 | 0 | 0
2019-12-19 19:00 | 43818.7917 | 0 | 0 | 0 | 0 | 0 | 0 | 0 | 0 | 0 | 0 | 0 | 0
2019-12-19 20:00 | 43818.8333 | 0 | 0 | 0 | 0 | 0 | 0 | 0 | 0 | 0 | 0 | 0 | 0
2019-12-19 21:00 | 43818.875 | 0 | 0 | 0 | 0 | 0 | 0 | 0 | 0 | 0 | 0 | 0 | 0
2019-12-19 22:00 | 43818.9167 | 0 | 0 | 0 | 0 | 0 | 0 | 0 | 0 | 0 | 0 | 0 | 0
2019-12-19 23:00 | 43818.9583 | 0 | 0 | 0 | 0 | 0 | 0 | 0 | 0 | 0 | 0 | 0 | 0
2019-12-20 | 43819 | 0 | 0 | 0 | 0 | 0 | 0 | 0 | 0 | 0 | 0 | 0 | 0
2019-12-20 01:00 | 43819.0417 | 0 | 0 | 0 | 0 | 0 | 0 | 0 | 0 | 0 | 0 | 0 | 0
2019-12-20 02:00 | 43819.0833 | 0 | 0 | 0 | 0 | 0 | 0 | 0 | 0 | 0 | 0 | 0 | 0
2019-12-20 03:00 | 43819.125 | 0 | 0 | 0 | 0 | 0 | 0 | 0 | 0 | 0 | 0 | 0 | 0
2019-12-20 04:00 | 43819.1667 | 0 | 0 | 0 | 0 | 0 | 0 | 0 | 0 | 0 | 0 | 0 | 0
2019-12-20 05:00 | 43819.2083 | 0 | 0 | 0 | 0 | 0 | 0 | 0 | 0 | 0 | 0 | 0 | 0
2019-12-20 06:00 | 43819.25 | 0 | 0 | 0 | 0 | 0 | 0 | 0 | 0 | 0 | 0 | 0 | 0
2019-12-20 07:00 | 43819.2917 | 0 | 0 | 0 | 0 | 0 | 0 | 0 | 0 | 0 | 0 | 0 | 0
2019-12-20 08:00 | 43819.3333 | 0 | 0 | 0 | 0 | 0 | 0 | 0 | 0 | 0 | 0 | 0 | 0
2019-12-20 09:00 | 43819.375 | 0.33255 | 0.44339 | 0.55424 | 0.66509 | 0.77594 | 0.88679 | 0.99764 | 1.1085 | 1.2193 | 1.3302 | 1.441 | 1.5519
2019-12-20 10:00 | 43819.4167 | 0.89867 | 1.1982 | 1.4978 | 1.7973 | 2.0969 | 2.3965 | 2.696 | 2.9956 | 3.2951 | 3.5947 | 3.8942 | 4.1938
2019-12-20 11:00 | 43819.4583 | 1.4535 | 1.938 | 2.4225 | 2.907 | 3.3916 | 3.8761 | 4.3606 | 4.8451 | 5.3296 | 5.8141 | 6.2986 | 6.7831
2019-12-20 12:00 | 43819.5 | 1.862 | 2.4827 | 3.1034 | 3.7241 | 4.3448 | 4.9655 | 5.5861 | 6.2068 | 6.8275 | 7.4482 | 8.0689 | 8.6896
2019-12-20 13:00 | 43819.5417 | 2.212 | 2.9493 | 3.6866 | 4.424 | 5.1613 | 5.8986 | 6.636 | 7.3733 | 8.1106 | 8.8479 | 9.5853 | 10.3226
2019-12-20 14:00 | 43819.5833 | 2.1151 | 2.8201 | 3.5251 | 4.2301 | 4.9352 | 5.6402 | 6.3452 | 7.0502 | 7.7553 | 8.4603 | 9.1653 | 9.8703
2019-12-20 15:00 | 43819.625 | 1.5441 | 2.0588 | 2.5735 | 3.0882 | 3.6029 | 4.1176 | 4.6323 | 5.147 | 5.6617 | 6.1764 | 6.6911 | 7.2058
2019-12-20 16:00 | 43819.6667 | 0.86564 | 1.1542 | 1.4427 | 1.7313 | 2.0198 | 2.3084 | 2.5969 | 2.8855 | 3.174 | 3.4625 | 3.7511 | 4.0396
2019-12-20 17:00 | 43819.7083 | 0.02096 | 0.027947 | 0.034934 | 0.041921 | 0.048907 | 0.055894 | 0.062881 | 0.069868 | 0.076854 | 0.083841 | 0.090828 | 0.097815
2019-12-20 18:00 | 43819.75 | 0 | 0 | 0 | 0 | 0 | 0 | 0 | 0 | 0 | 0 | 0 | 0
2019-12-20 19:00 | 43819.7917 | 0 | 0 | 0 | 0 | 0 | 0 | 0 | 0 | 0 | 0 | 0 | 0
2019-12-20 20:00 | 43819.8333 | 0 | 0 | 0 | 0 | 0 | 0 | 0 | 0 | 0 | 0 | 0 | 0
2019-12-20 21:00 | 43819.875 | 0 | 0 | 0 | 0 | 0 | 0 | 0 | 0 | 0 | 0 | 0 | 0
2019-12-20 22:00 | 43819.9167 | 0 | 0 | 0 | 0 | 0 | 0 | 0 | 0 | 0 | 0 | 0 | 0
2019-12-20 23:00 | 43819.9583 | 0 | 0 | 0 | 0 | 0 | 0 | 0 | 0 | 0 | 0 | 0 | 0
2019-12-21 | 43820 | 0 | 0 | 0 | 0 | 0 | 0 | 0 | 0 | 0 | 0 | 0 | 0
2019-12-21 01:00 | 43820.0417 | 0 | 0 | 0 | 0 | 0 | 0 | 0 | 0 | 0 | 0 | 0 | 0
2019-12-21 02:00 | 43820.0833 | 0 | 0 | 0 | 0 | 0 | 0 | 0 | 0 | 0 | 0 | 0 | 0
2019-12-21 03:00 | 43820.125 | 0 | 0 | 0 | 0 | 0 | 0 | 0 | 0 | 0 | 0 | 0 | 0
2019-12-21 04:00 | 43820.1667 | 0 | 0 | 0 | 0 | 0 | 0 | 0 | 0 | 0 | 0 | 0 | 0
2019-12-21 05:00 | 43820.2083 | 0 | 0 | 0 | 0 | 0 | 0 | 0 | 0 | 0 | 0 | 0 | 0
2019-12-21 06:00 | 43820.25 | 0 | 0 | 0 | 0 | 0 | 0 | 0 | 0 | 0 | 0 | 0 | 0
2019-12-21 07:00 | 43820.2917 | 0 | 0 | 0 | 0 | 0 | 0 | 0 | 0 | 0 | 0 | 0 | 0
2019-12-21 08:00 | 43820.3333 | 0 | 0 | 0 | 0 | 0 | 0 | 0 | 0 | 0 | 0 | 0 | 0
2019-12-21 09:00 | 43820.375 | 0.51195 | 0.6826 | 0.85325 | 1.0239 | 1.1946 | 1.3652 | 1.5359 | 1.7065 | 1.8772 | 2.0478 | 2.2185 | 2.3891
2019-12-21 10:00 | 43820.4167 | 1.3496 | 1.7995 | 2.2493 | 2.6992 | 3.149 | 3.5989 | 4.0488 | 4.4986 | 4.9485 | 5.3984 | 5.8482 | 6.2981
2019-12-21 11:00 | 43820.4583 | 2.0342 | 2.7123 | 3.3904 | 4.0685 | 4.7466 | 5.4246 | 6.1027 | 6.7808 | 7.4589 | 8.137 | 8.815 | 9.4931
2019-12-21 12:00 | 43820.5 | 2.2818 | 3.0424 | 3.803 | 4.5636 | 5.3242 | 6.0848 | 6.8454 | 7.606 | 8.3666 | 9.1272 | 9.8878 | 10.6484
2019-12-21 13:00 | 43820.5417 | 2.3426 | 3.1234 | 3.9043 | 4.6851 | 5.466 | 6.2468 | 7.0277 | 7.8085 | 8.5894 | 9.3702 | 10.1511 | 10.9319
2019-12-21 14:00 | 43820.5833 | 2.2443 | 2.9925 | 3.7406 | 4.4887 | 5.2368 | 5.9849 | 6.733 | 7.4811 | 8.2292 | 8.9774 | 9.7255 | 10.4736
2019-12-21 15:00 | 43820.625 | 1.7475 | 2.33 | 2.9125 | 3.495 | 4.0775 | 4.6601 | 5.2426 | 5.8251 | 6.4076 | 6.9901 | 7.5726 | 8.1551
2019-12-21 16:00 | 43820.6667 | 0.82877 | 1.105 | 1.3813 | 1.6575 | 1.9338 | 2.2101 | 2.4863 | 2.7626 | 3.0388 | 3.3151 | 3.5914 | 3.8676
2019-12-21 17:00 | 43820.7083 | 0.019924 | 0.026566 | 0.033207 | 0.039849 | 0.04649 | 0.053131 | 0.059773 | 0.066414 | 0.073056 | 0.079697 | 0.086339 | 0.09298
2019-12-21 18:00 | 43820.75 | 0 | 0 | 0 | 0 | 0 | 0 | 0 | 0 | 0 | 0 | 0 | 0
2019-12-21 19:00 | 43820.7917 | 0 | 0 | 0 | 0 | 0 | 0 | 0 | 0 | 0 | 0 | 0 | 0
2019-12-21 20:00 | 43820.8333 | 0 | 0 | 0 | 0 | 0 | 0 | 0 | 0 | 0 | 0 | 0 | 0
2019-12-21 21:00 | 43820.875 | 0 | 0 | 0 | 0 | 0 | 0 | 0 | 0 | 0 | 0 | 0 | 0
2019-12-21 22:00 | 43820.9167 | 0 | 0 | 0 | 0 | 0 | 0 | 0 | 0 | 0 | 0 | 0 | 0
2019-12-21 23:00 | 43820.9583 | 0 | 0 | 0 | 0 | 0 | 0 | 0 | 0 | 0 | 0 | 0 | 0
2019-12-22 | 43821 | 0 | 0 | 0 | 0 | 0 | 0 | 0 | 0 | 0 | 0 | 0 | 0
2019-12-22 01:00 | 43821.0417 | 0 | 0 | 0 | 0 | 0 | 0 | 0 | 0 | 0 | 0 | 0 | 0
2019-12-22 02:00 | 43821.0833 | 0 | 0 | 0 | 0 | 0 | 0 | 0 | 0 | 0 | 0 | 0 | 0
2019-12-22 03:00 | 43821.125 | 0 | 0 | 0 | 0 | 0 | 0 | 0 | 0 | 0 | 0 | 0 | 0
2019-12-22 04:00 | 43821.1667 | 0 | 0 | 0 | 0 | 0 | 0 | 0 | 0 | 0 | 0 | 0 | 0
2019-12-22 05:00 | 43821.2083 | 0 | 0 | 0 | 0 | 0 | 0 | 0 | 0 | 0 | 0 | 0 | 0
2019-12-22 06:00 | 43821.25 | 0 | 0 | 0 | 0 | 0 | 0 | 0 | 0 | 0 | 0 | 0 | 0
2019-12-22 07:00 | 43821.2917 | 0 | 0 | 0 | 0 | 0 | 0 | 0 | 0 | 0 | 0 | 0 | 0
2019-12-22 08:00 | 43821.3333 | 0 | 0 | 0 | 0 | 0 | 0 | 0 | 0 | 0 | 0 | 0 | 0
2019-12-22 09:00 | 43821.375 | 0.31766 | 0.42355 | 0.52943 | 0.63532 | 0.74121 | 0.8471 | 0.95298 | 1.0589 | 1.1648 | 1.2706 | 1.3765 | 1.4824
2019-12-22 10:00 | 43821.4167 | 1.092 | 1.456 | 1.8201 | 2.1841 | 2.5481 | 2.9121 | 3.2761 | 3.6401 | 4.0041 | 4.3681 | 4.7321 | 5.0961
2019-12-22 11:00 | 43821.4583 | 1.2496 | 1.6662 | 2.0827 | 2.4993 | 2.9158 | 3.3324 | 3.7489 | 4.1655 | 4.582 | 4.9986 | 5.4151 | 5.8317
2019-12-22 12:00 | 43821.5 | 0.99991 | 1.3332 | 1.6665 | 1.9998 | 2.3331 | 2.6664 | 2.9997 | 3.333 | 3.6663 | 3.9996 | 4.3329 | 4.6662
2019-12-22 13:00 | 43821.5417 | 1.3752 | 1.8336 | 2.292 | 2.7504 | 3.2088 | 3.6672 | 4.1257 | 4.5841 | 5.0425 | 5.5009 | 5.9593 | 6.4177
2019-12-22 14:00 | 43821.5833 | 1.1066 | 1.4755 | 1.8444 | 2.2132 | 2.5821 | 2.951 | 3.3199 | 3.6887 | 4.0576 | 4.4265 | 4.7954 | 5.1642
2019-12-22 15:00 | 43821.625 | 0.52492 | 0.6999 | 0.87487 | 1.0498 | 1.2248 | 1.3998 | 1.5748 | 1.7497 | 1.9247 | 2.0997 | 2.2747 | 2.4496
2019-12-22 16:00 | 43821.6667 | 0.38566 | 0.51421 | 0.64276 | 0.77131 | 0.89986 | 1.0284 | 1.157 | 1.2855 | 1.4141 | 1.5426 | 1.6712 | 1.7997
2019-12-22 17:00 | 43821.7083 | 0.004423 | 0.0058973 | 0.0073716 | 0.0088459 | 0.01032 | 0.011795 | 0.013269 | 0.014743 | 0.016218 | 0.017692 | 0.019166 | 0.02064
2019-12-22 18:00 | 43821.75 | 0 | 0 | 0 | 0 | 0 | 0 | 0 | 0 | 0 | 0 | 0 | 0
2019-12-22 19:00 | 43821.7917 | 0 | 0 | 0 | 0 | 0 | 0 | 0 | 0 | 0 | 0 | 0 | 0
2019-12-22 20:00 | 43821.8333 | 0 | 0 | 0 | 0 | 0 | 0 | 0 | 0 | 0 | 0 | 0 | 0
2019-12-22 21:00 | 43821.875 | 0 | 0 | 0 | 0 | 0 | 0 | 0 | 0 | 0 | 0 | 0 | 0
2019-12-22 22:00 | 43821.9167 | 0 | 0 | 0 | 0 | 0 | 0 | 0 | 0 | 0 | 0 | 0 | 0
2019-12-22 23:00 | 43821.9583 | 0 | 0 | 0 | 0 | 0 | 0 | 0 | 0 | 0 | 0 | 0 | 0
2019-12-23 | 43822 | 0 | 0 | 0 | 0 | 0 | 0 | 0 | 0 | 0 | 0 | 0 | 0
2019-12-23 01:00 | 43822.0417 | 0 | 0 | 0 | 0 | 0 | 0 | 0 | 0 | 0 | 0 | 0 | 0
2019-12-23 02:00 | 43822.0833 | 0 | 0 | 0 | 0 | 0 | 0 | 0 | 0 | 0 | 0 | 0 | 0
2019-12-23 03:00 | 43822.125 | 0 | 0 | 0 | 0 | 0 | 0 | 0 | 0 | 0 | 0 | 0 | 0
2019-12-23 04:00 | 43822.1667 | 0 | 0 | 0 | 0 | 0 | 0 | 0 | 0 | 0 | 0 | 0 | 0
2019-12-23 05:00 | 43822.2083 | 0 | 0 | 0 | 0 | 0 | 0 | 0 | 0 | 0 | 0 | 0 | 0
2019-12-23 06:00 | 43822.25 | 0 | 0 | 0 | 0 | 0 | 0 | 0 | 0 | 0 | 0 | 0 | 0
2019-12-23 07:00 | 43822.2917 | 0 | 0 | 0 | 0 | 0 | 0 | 0 | 0 | 0 | 0 | 0 | 0
2019-12-23 08:00 | 43822.3333 | 0 | 0 | 0 | 0 | 0 | 0 | 0 | 0 | 0 | 0 | 0 | 0
2019-12-23 09:00 | 43822.375 | 0.45918 | 0.61224 | 0.7653 | 0.91836 | 1.0714 | 1.2245 | 1.3775 | 1.5306 | 1.6837 | 1.8367 | 1.9898 | 2.1428
2019-12-23 10:00 | 43822.4167 | 1.3561 | 1.8081 | 2.2601 | 2.7122 | 3.1642 | 3.6162 | 4.0682 | 4.5203 | 4.9723 | 5.4243 | 5.8764 | 6.3284
2019-12-23 11:00 | 43822.4583 | 1.7887 | 2.3849 | 2.9811 | 3.5774 | 4.1736 | 4.7698 | 5.3661 | 5.9623 | 6.5585 | 7.1548 | 7.751 | 8.3472
2019-12-23 12:00 | 43822.5 | 2.3204 | 3.0939 | 3.8674 | 4.6409 | 5.4144 | 6.1879 | 6.9613 | 7.7348 | 8.5083 | 9.2818 | 10.0553 | 10.8288
2019-12-23 13:00 | 43822.5417 | 1.7613 | 2.3483 | 2.9354 | 3.5225 | 4.1096 | 4.6967 | 5.2838 | 5.8709 | 6.458 | 7.045 | 7.6321 | 8.2192
2019-12-23 14:00 | 43822.5833 | 1.7905 | 2.3873 | 2.9842 | 3.581 | 4.1778 | 4.7747 | 5.3715 | 5.9683 | 6.5652 | 7.162 | 7.7588 | 8.3557
2019-12-23 15:00 | 43822.625 | 1.6282 | 2.1709 | 2.7136 | 3.2563 | 3.799 | 4.3418 | 4.8845 | 5.4272 | 5.9699 | 6.5126 | 7.0554 | 7.5981
2019-12-23 16:00 | 43822.6667 | 0.68335 | 0.91113 | 1.1389 | 1.3667 | 1.5945 | 1.8223 | 2.05 | 2.2778 | 2.5056 | 2.7334 | 2.9612 | 3.189
2019-12-23 17:00 | 43822.7083 | 0.01067 | 0.014227 | 0.017784 | 0.021341 | 0.024898 | 0.028455 | 0.032011 | 0.035568 | 0.039125 | 0.042682 | 0.046239 | 0.049795
2019-12-23 18:00 | 43822.75 | 0 | 0 | 0 | 0 | 0 | 0 | 0 | 0 | 0 | 0 | 0 | 0
2019-12-23 19:00 | 43822.7917 | 0 | 0 | 0 | 0 | 0 | 0 | 0 | 0 | 0 | 0 | 0 | 0
2019-12-23 20:00 | 43822.8333 | 0 | 0 | 0 | 0 | 0 | 0 | 0 | 0 | 0 | 0 | 0 | 0
2019-12-23 21:00 | 43822.875 | 0 | 0 | 0 | 0 | 0 | 0 | 0 | 0 | 0 | 0 | 0 | 0
2019-12-23 22:00 | 43822.9167 | 0 | 0 | 0 | 0 | 0 | 0 | 0 | 0 | 0 | 0 | 0 | 0
2019-12-23 23:00 | 43822.9583 | 0 | 0 | 0 | 0 | 0 | 0 | 0 | 0 | 0 | 0 | 0 | 0
2019-12-24 | 43823 | 0 | 0 | 0 | 0 | 0 | 0 | 0 | 0 | 0 | 0 | 0 | 0
2019-12-24 01:00 | 43823.0417 | 0 | 0 | 0 | 0 | 0 | 0 | 0 | 0 | 0 | 0 | 0 | 0
2019-12-24 02:00 | 43823.0833 | 0 | 0 | 0 | 0 | 0 | 0 | 0 | 0 | 0 | 0 | 0 | 0
2019-12-24 03:00 | 43823.125 | 0 | 0 | 0 | 0 | 0 | 0 | 0 | 0 | 0 | 0 | 0 | 0
2019-12-24 04:00 | 43823.1667 | 0 | 0 | 0 | 0 | 0 | 0 | 0 | 0 | 0 | 0 | 0 | 0
2019-12-24 05:00 | 43823.2083 | 0 | 0 | 0 | 0 | 0 | 0 | 0 | 0 | 0 | 0 | 0 | 0
2019-12-24 06:00 | 43823.25 | 0 | 0 | 0 | 0 | 0 | 0 | 0 | 0 | 0 | 0 | 0 | 0
2019-12-24 07:00 | 43823.2917 | 0 | 0 | 0 | 0 | 0 | 0 | 0 | 0 | 0 | 0 | 0 | 0
2019-12-24 08:00 | 43823.3333 | 0 | 0 | 0 | 0 | 0 | 0 | 0 | 0 | 0 | 0 | 0 | 0
2019-12-24 09:00 | 43823.375 | 0.15765 | 0.21021 | 0.26276 | 0.31531 | 0.36786 | 0.42041 | 0.47296 | 0.52552 | 0.57807 | 0.63062 | 0.68317 | 0.73572
2019-12-24 10:00 | 43823.4167 | 0.30756 | 0.41008 | 0.5126 | 0.61512 | 0.71763 | 0.82015 | 0.92267 | 1.0252 | 1.1277 | 1.2302 | 1.3328 | 1.4353
2019-12-24 11:00 | 43823.4583 | 0.65171 | 0.86894 | 1.0862 | 1.3034 | 1.5207 | 1.7379 | 1.9551 | 2.1724 | 2.3896 | 2.6068 | 2.8241 | 3.0413
2019-12-24 12:00 | 43823.5 | 0.9271 | 1.2361 | 1.5452 | 1.8542 | 2.1632 | 2.4723 | 2.7813 | 3.0903 | 3.3994 | 3.7084 | 4.0174 | 4.3265
2019-12-24 13:00 | 43823.5417 | 0.83021 | 1.1069 | 1.3837 | 1.6604 | 1.9372 | 2.2139 | 2.4906 | 2.7674 | 3.0441 | 3.3208 | 3.5976 | 3.8743
2019-12-24 14:00 | 43823.5833 | 0.82224 | 1.0963 | 1.3704 | 1.6445 | 1.9186 | 2.1926 | 2.4667 | 2.7408 | 3.0149 | 3.2889 | 3.563 | 3.8371
2019-12-24 15:00 | 43823.625 | 0.68859 | 0.91812 | 1.1476 | 1.3772 | 1.6067 | 1.8362 | 2.0658 | 2.2953 | 2.5248 | 2.7544 | 2.9839 | 3.2134
2019-12-24 16:00 | 43823.6667 | 0.26983 | 0.35978 | 0.44972 | 0.53966 | 0.62961 | 0.71955 | 0.8095 | 0.89944 | 0.98938 | 1.0793 | 1.1693 | 1.2592
2019-12-24 17:00 | 43823.7083 | 0.0053678 | 0.007157 | 0.0089463 | 0.010736 | 0.012525 | 0.014314 | 0.016103 | 0.017893 | 0.019682 | 0.021471 | 0.02326 | 0.02505
2019-12-24 18:00 | 43823.75 | 0 | 0 | 0 | 0 | 0 | 0 | 0 | 0 | 0 | 0 | 0 | 0
2019-12-24 19:00 | 43823.7917 | 0 | 0 | 0 | 0 | 0 | 0 | 0 | 0 | 0 | 0 | 0 | 0
2019-12-24 20:00 | 43823.8333 | 0 | 0 | 0 | 0 | 0 | 0 | 0 | 0 | 0 | 0 | 0 | 0
2019-12-24 21:00 | 43823.875 | 0 | 0 | 0 | 0 | 0 | 0 | 0 | 0 | 0 | 0 | 0 | 0
2019-12-24 22:00 | 43823.9167 | 0 | 0 | 0 | 0 | 0 | 0 | 0 | 0 | 0 | 0 | 0 | 0
2019-12-24 23:00 | 43823.9583 | 0 | 0 | 0 | 0 | 0 | 0 | 0 | 0 | 0 | 0 | 0 | 0
2019-12-25 | 43824 | 0 | 0 | 0 | 0 | 0 | 0 | 0 | 0 | 0 | 0 | 0 | 0
2019-12-25 01:00 | 43824.0417 | 0 | 0 | 0 | 0 | 0 | 0 | 0 | 0 | 0 | 0 | 0 | 0
2019-12-25 02:00 | 43824.0833 | 0 | 0 | 0 | 0 | 0 | 0 | 0 | 0 | 0 | 0 | 0 | 0
2019-12-25 03:00 | 43824.125 | 0 | 0 | 0 | 0 | 0 | 0 | 0 | 0 | 0 | 0 | 0 | 0
2019-12-25 04:00 | 43824.1667 | 0 | 0 | 0 | 0 | 0 | 0 | 0 | 0 | 0 | 0 | 0 | 0
2019-12-25 05:00 | 43824.2083 | 0 | 0 | 0 | 0 | 0 | 0 | 0 | 0 | 0 | 0 | 0 | 0
2019-12-25 06:00 | 43824.25 | 0 | 0 | 0 | 0 | 0 | 0 | 0 | 0 | 0 | 0 | 0 | 0
2019-12-25 07:00 | 43824.2917 | 0 | 0 | 0 | 0 | 0 | 0 | 0 | 0 | 0 | 0 | 0 | 0
2019-12-25 08:00 | 43824.3333 | 0 | 0 | 0 | 0 | 0 | 0 | 0 | 0 | 0 | 0 | 0 | 0
2019-12-25 09:00 | 43824.375 | 0.54547 | 0.7273 | 0.90912 | 1.0909 | 1.2728 | 1.4546 | 1.6364 | 1.8182 | 2.0001 | 2.1819 | 2.3637 | 2.5455
2019-12-25 10:00 | 43824.4167 | 1.4159 | 1.8879 | 2.3599 | 2.8319 | 3.3039 | 3.7758 | 4.2478 | 4.7198 | 5.1918 | 5.6638 | 6.1357 | 6.6077
2019-12-25 11:00 | 43824.4583 | 1.7911 | 2.3882 | 2.9852 | 3.5822 | 4.1793 | 4.7763 | 5.3734 | 5.9704 | 6.5674 | 7.1645 | 7.7615 | 8.3585
2019-12-25 12:00 | 43824.5 | 2.1842 | 2.9122 | 3.6403 | 4.3684 | 5.0964 | 5.8245 | 6.5526 | 7.2806 | 8.0087 | 8.7367 | 9.4648 | 10.1929
2019-12-25 13:00 | 43824.5417 | 2.296 | 3.0614 | 3.8267 | 4.592 | 5.3574 | 6.1227 | 6.8881 | 7.6534 | 8.4187 | 9.1841 | 9.9494 | 10.7147
2019-12-25 14:00 | 43824.5833 | 1.8054 | 2.4072 | 3.0089 | 3.6107 | 4.2125 | 4.8143 | 5.4161 | 6.0179 | 6.6197 | 7.2215 | 7.8233 | 8.425
2019-12-25 15:00 | 43824.625 | 1.8777 | 2.5035 | 3.1294 | 3.7553 | 4.3812 | 5.0071 | 5.633 | 6.2588 | 6.8847 | 7.5106 | 8.1365 | 8.7624
2019-12-25 16:00 | 43824.6667 | 0.92108 | 1.2281 | 1.5351 | 1.8422 | 2.1492 | 2.4562 | 2.7632 | 3.0703 | 3.3773 | 3.6843 | 3.9913 | 4.2984
2019-12-25 17:00 | 43824.7083 | 0.01821 | 0.024279 | 0.030349 | 0.036419 | 0.042489 | 0.048559 | 0.054629 | 0.060699 | 0.066769 | 0.072838 | 0.078908 | 0.084978
2019-12-25 18:00 | 43824.75 | 0 | 0 | 0 | 0 | 0 | 0 | 0 | 0 | 0 | 0 | 0 | 0
2019-12-25 19:00 | 43824.7917 | 0 | 0 | 0 | 0 | 0 | 0 | 0 | 0 | 0 | 0 | 0 | 0
2019-12-25 20:00 | 43824.8333 | 0 | 0 | 0 | 0 | 0 | 0 | 0 | 0 | 0 | 0 | 0 | 0
2019-12-25 21:00 | 43824.875 | 0 | 0 | 0 | 0 | 0 | 0 | 0 | 0 | 0 | 0 | 0 | 0
2019-12-25 22:00 | 43824.9167 | 0 | 0 | 0 | 0 | 0 | 0 | 0 | 0 | 0 | 0 | 0 | 0
2019-12-25 23:00 | 43824.9583 | 0 | 0 | 0 | 0 | 0 | 0 | 0 | 0 | 0 | 0 | 0 | 0
2019-12-26 | 43825 | 0 | 0 | 0 | 0 | 0 | 0 | 0 | 0 | 0 | 0 | 0 | 0
2019-12-26 01:00 | 43825.0417 | 0 | 0 | 0 | 0 | 0 | 0 | 0 | 0 | 0 | 0 | 0 | 0
2019-12-26 02:00 | 43825.0833 | 0 | 0 | 0 | 0 | 0 | 0 | 0 | 0 | 0 | 0 | 0 | 0
2019-12-26 03:00 | 43825.125 | 0 | 0 | 0 | 0 | 0 | 0 | 0 | 0 | 0 | 0 | 0 | 0
2019-12-26 04:00 | 43825.1667 | 0 | 0 | 0 | 0 | 0 | 0 | 0 | 0 | 0 | 0 | 0 | 0
2019-12-26 05:00 | 43825.2083 | 0 | 0 | 0 | 0 | 0 | 0 | 0 | 0 | 0 | 0 | 0 | 0
2019-12-26 06:00 | 43825.25 | 0 | 0 | 0 | 0 | 0 | 0 | 0 | 0 | 0 | 0 | 0 | 0
2019-12-26 07:00 | 43825.2917 | 0 | 0 | 0 | 0 | 0 | 0 | 0 | 0 | 0 | 0 | 0 | 0
2019-12-26 08:00 | 43825.3333 | 0 | 0 | 0 | 0 | 0 | 0 | 0 | 0 | 0 | 0 | 0 | 0
2019-12-26 09:00 | 43825.375 | 0.26118 | 0.34824 | 0.4353 | 0.52236 | 0.60942 | 0.69649 | 0.78355 | 0.87061 | 0.95767 | 1.0447 | 1.1318 | 1.2188
2019-12-26 10:00 | 43825.4167 | 0.44452 | 0.59269 | 0.74087 | 0.88904 | 1.0372 | 1.1854 | 1.3336 | 1.4817 | 1.6299 | 1.7781 | 1.9263 | 2.0744
2019-12-26 11:00 | 43825.4583 | 0.73066 | 0.97421 | 1.2178 | 1.4613 | 1.7049 | 1.9484 | 2.192 | 2.4355 | 2.6791 | 2.9226 | 3.1662 | 3.4097
2019-12-26 12:00 | 43825.5 | 0.91438 | 1.2192 | 1.524 | 1.8288 | 2.1336 | 2.4383 | 2.7431 | 3.0479 | 3.3527 | 3.6575 | 3.9623 | 4.2671
2019-12-26 13:00 | 43825.5417 | 0.89084 | 1.1878 | 1.4847 | 1.7817 | 2.0786 | 2.3756 | 2.6725 | 2.9695 | 3.2664 | 3.5634 | 3.8603 | 4.1572
2019-12-26 14:00 | 43825.5833 | 0.74268 | 0.99024 | 1.2378 | 1.4854 | 1.7329 | 1.9805 | 2.228 | 2.4756 | 2.7232 | 2.9707 | 3.2183 | 3.4658
2019-12-26 15:00 | 43825.625 | 0.50083 | 0.66777 | 0.83471 | 1.0017 | 1.1686 | 1.3355 | 1.5025 | 1.6694 | 1.8364 | 2.0033 | 2.1703 | 2.3372
2019-12-26 16:00 | 43825.6667 | 0.23017 | 0.3069 | 0.38362 | 0.46035 | 0.53707 | 0.6138 | 0.69052 | 0.76725 | 0.84397 | 0.92069 | 0.99742 | 1.0741
2019-12-26 17:00 | 43825.7083 | 0.0052309 | 0.0069746 | 0.0087182 | 0.010462 | 0.012206 | 0.013949 | 0.015693 | 0.017436 | 0.01918 | 0.020924 | 0.022667 | 0.024411
2019-12-26 18:00 | 43825.75 | 0 | 0 | 0 | 0 | 0 | 0 | 0 | 0 | 0 | 0 | 0 | 0
2019-12-26 19:00 | 43825.7917 | 0 | 0 | 0 | 0 | 0 | 0 | 0 | 0 | 0 | 0 | 0 | 0
2019-12-26 20:00 | 43825.8333 | 0 | 0 | 0 | 0 | 0 | 0 | 0 | 0 | 0 | 0 | 0 | 0
2019-12-26 21:00 | 43825.875 | 0 | 0 | 0 | 0 | 0 | 0 | 0 | 0 | 0 | 0 | 0 | 0
2019-12-26 22:00 | 43825.9167 | 0 | 0 | 0 | 0 | 0 | 0 | 0 | 0 | 0 | 0 | 0 | 0
2019-12-26 23:00 | 43825.9583 | 0 | 0 | 0 | 0 | 0 | 0 | 0 | 0 | 0 | 0 | 0 | 0
2019-12-27 | 43826 | 0 | 0 | 0 | 0 | 0 | 0 | 0 | 0 | 0 | 0 | 0 | 0
2019-12-27 01:00 | 43826.0417 | 0 | 0 | 0 | 0 | 0 | 0 | 0 | 0 | 0 | 0 | 0 | 0
2019-12-27 02:00 | 43826.0833 | 0 | 0 | 0 | 0 | 0 | 0 | 0 | 0 | 0 | 0 | 0 | 0
2019-12-27 03:00 | 43826.125 | 0 | 0 | 0 | 0 | 0 | 0 | 0 | 0 | 0 | 0 | 0 | 0
2019-12-27 04:00 | 43826.1667 | 0 | 0 | 0 | 0 | 0 | 0 | 0 | 0 | 0 | 0 | 0 | 0
2019-12-27 05:00 | 43826.2083 | 0 | 0 | 0 | 0 | 0 | 0 | 0 | 0 | 0 | 0 | 0 | 0
2019-12-27 06:00 | 43826.25 | 0 | 0 | 0 | 0 | 0 | 0 | 0 | 0 | 0 | 0 | 0 | 0
2019-12-27 07:00 | 43826.2917 | 0 | 0 | 0 | 0 | 0 | 0 | 0 | 0 | 0 | 0 | 0 | 0
2019-12-27 08:00 | 43826.3333 | 0 | 0 | 0 | 0 | 0 | 0 | 0 | 0 | 0 | 0 | 0 | 0
2019-12-27 09:00 | 43826.375 | 0.0077366 | 0.010316 | 0.012894 | 0.015473 | 0.018052 | 0.020631 | 0.02321 | 0.025789 | 0.028368 | 0.030947 | 0.033525 | 0.036104
2019-12-27 10:00 | 43826.4167 | 0.27853 | 0.37138 | 0.46422 | 0.55707 | 0.64991 | 0.74276 | 0.8356 | 0.92845 | 1.0213 | 1.1141 | 1.207 | 1.2998
2019-12-27 11:00 | 43826.4583 | 0.39122 | 0.52163 | 0.65204 | 0.78245 | 0.91286 | 1.0433 | 1.1737 | 1.3041 | 1.4345 | 1.5649 | 1.6953 | 1.8257
2019-12-27 12:00 | 43826.5 | 0.82258 | 1.0968 | 1.371 | 1.6452 | 1.9193 | 2.1935 | 2.4677 | 2.7419 | 3.0161 | 3.2903 | 3.5645 | 3.8387
2019-12-27 13:00 | 43826.5417 | 0.83696 | 1.1159 | 1.3949 | 1.6739 | 1.9529 | 2.2319 | 2.5109 | 2.7899 | 3.0688 | 3.3478 | 3.6268 | 3.9058
2019-12-27 14:00 | 43826.5833 | 0.83261 | 1.1101 | 1.3877 | 1.6652 | 1.9428 | 2.2203 | 2.4978 | 2.7754 | 3.0529 | 3.3304 | 3.608 | 3.8855
2019-12-27 15:00 | 43826.625 | 0.79566 | 1.0609 | 1.3261 | 1.5913 | 1.8565 | 2.1218 | 2.387 | 2.6522 | 2.9174 | 3.1826 | 3.4479 | 3.7131
2019-12-27 16:00 | 43826.6667 | 0.51812 | 0.69082 | 0.86353 | 1.0362 | 1.2089 | 1.3816 | 1.5544 | 1.7271 | 1.8998 | 2.0725 | 2.2452 | 2.4179
2019-12-27 17:00 | 43826.7083 | 0.024561 | 0.032748 | 0.040934 | 0.049121 | 0.057308 | 0.065495 | 0.073682 | 0.081869 | 0.090056 | 0.098243 | 0.10643 | 0.11462
2019-12-27 18:00 | 43826.75 | 0 | 0 | 0 | 0 | 0 | 0 | 0 | 0 | 0 | 0 | 0 | 0
2019-12-27 19:00 | 43826.7917 | 0 | 0 | 0 | 0 | 0 | 0 | 0 | 0 | 0 | 0 | 0 | 0
2019-12-27 20:00 | 43826.8333 | 0 | 0 | 0 | 0 | 0 | 0 | 0 | 0 | 0 | 0 | 0 | 0
2019-12-27 21:00 | 43826.875 | 0 | 0 | 0 | 0 | 0 | 0 | 0 | 0 | 0 | 0 | 0 | 0
2019-12-27 22:00 | 43826.9167 | 0 | 0 | 0 | 0 | 0 | 0 | 0 | 0 | 0 | 0 | 0 | 0
2019-12-27 23:00 | 43826.9583 | 0 | 0 | 0 | 0 | 0 | 0 | 0 | 0 | 0 | 0 | 0 | 0
2019-12-28 | 43827 | 0 | 0 | 0 | 0 | 0 | 0 | 0 | 0 | 0 | 0 | 0 | 0
2019-12-28 01:00 | 43827.0417 | 0 | 0 | 0 | 0 | 0 | 0 | 0 | 0 | 0 | 0 | 0 | 0
2019-12-28 02:00 | 43827.0833 | 0 | 0 | 0 | 0 | 0 | 0 | 0 | 0 | 0 | 0 | 0 | 0
2019-12-28 03:00 | 43827.125 | 0 | 0 | 0 | 0 | 0 | 0 | 0 | 0 | 0 | 0 | 0 | 0
2019-12-28 04:00 | 43827.1667 | 0 | 0 | 0 | 0 | 0 | 0 | 0 | 0 | 0 | 0 | 0 | 0
2019-12-28 05:00 | 43827.2083 | 0 | 0 | 0 | 0 | 0 | 0 | 0 | 0 | 0 | 0 | 0 | 0
2019-12-28 06:00 | 43827.25 | 0 | 0 | 0 | 0 | 0 | 0 | 0 | 0 | 0 | 0 | 0 | 0
2019-12-28 07:00 | 43827.2917 | 0 | 0 | 0 | 0 | 0 | 0 | 0 | 0 | 0 | 0 | 0 | 0
2019-12-28 08:00 | 43827.3333 | 0 | 0 | 0 | 0 | 0 | 0 | 0 | 0 | 0 | 0 | 0 | 0
2019-12-28 09:00 | 43827.375 | 0.066306 | 0.088408 | 0.11051 | 0.13261 | 0.15471 | 0.17682 | 0.19892 | 0.22102 | 0.24312 | 0.26523 | 0.28733 | 0.30943
2019-12-28 10:00 | 43827.4167 | 1.129 | 1.5053 | 1.8816 | 2.258 | 2.6343 | 3.0106 | 3.387 | 3.7633 | 4.1396 | 4.516 | 4.8923 | 5.2686
2019-12-28 11:00 | 43827.4583 | 1.9164 | 2.5552 | 3.194 | 3.8327 | 4.4715 | 5.1103 | 5.7491 | 6.3879 | 7.0267 | 7.6655 | 8.3043 | 8.9431
2019-12-28 12:00 | 43827.5 | 2.352 | 3.136 | 3.92 | 4.704 | 5.488 | 6.2719 | 7.0559 | 7.8399 | 8.6239 | 9.4079 | 10.1919 | 10.9759
2019-12-28 13:00 | 43827.5417 | 2.4758 | 3.3011 | 4.1264 | 4.9517 | 5.777 | 6.6023 | 7.4275 | 8.2528 | 9.0781 | 9.9034 | 10.7287 | 11.5539
2019-12-28 14:00 | 43827.5833 | 2.2969 | 3.0625 | 3.8281 | 4.5938 | 5.3594 | 6.125 | 6.8907 | 7.6563 | 8.4219 | 9.1876 | 9.9532 | 10.7188
2019-12-28 15:00 | 43827.625 | 1.741 | 2.3213 | 2.9016 | 3.482 | 4.0623 | 4.6426 | 5.223 | 5.8033 | 6.3836 | 6.964 | 7.5443 | 8.1246
2019-12-28 16:00 | 43827.6667 | 0.81434 | 1.0858 | 1.3572 | 1.6287 | 1.9001 | 2.1716 | 2.443 | 2.7145 | 2.9859 | 3.2573 | 3.5288 | 3.8002
2019-12-28 17:00 | 43827.7083 | 0.025919 | 0.034558 | 0.043198 | 0.051837 | 0.060477 | 0.069116 | 0.077756 | 0.086395 | 0.095035 | 0.10367 | 0.11231 | 0.12095
2019-12-28 18:00 | 43827.75 | 0 | 0 | 0 | 0 | 0 | 0 | 0 | 0 | 0 | 0 | 0 | 0
2019-12-28 19:00 | 43827.7917 | 0 | 0 | 0 | 0 | 0 | 0 | 0 | 0 | 0 | 0 | 0 | 0
2019-12-28 20:00 | 43827.8333 | 0 | 0 | 0 | 0 | 0 | 0 | 0 | 0 | 0 | 0 | 0 | 0
2019-12-28 21:00 | 43827.875 | 0 | 0 | 0 | 0 | 0 | 0 | 0 | 0 | 0 | 0 | 0 | 0
2019-12-28 22:00 | 43827.9167 | 0 | 0 | 0 | 0 | 0 | 0 | 0 | 0 | 0 | 0 | 0 | 0
2019-12-28 23:00 | 43827.9583 | 0 | 0 | 0 | 0 | 0 | 0 | 0 | 0 | 0 | 0 | 0 | 0
2019-12-29 | 43828 | 0 | 0 | 0 | 0 | 0 | 0 | 0 | 0 | 0 | 0 | 0 | 0
2019-12-29 01:00 | 43828.0417 | 0 | 0 | 0 | 0 | 0 | 0 | 0 | 0 | 0 | 0 | 0 | 0
2019-12-29 02:00 | 43828.0833 | 0 | 0 | 0 | 0 | 0 | 0 | 0 | 0 | 0 | 0 | 0 | 0
2019-12-29 03:00 | 43828.125 | 0 | 0 | 0 | 0 | 0 | 0 | 0 | 0 | 0 | 0 | 0 | 0
2019-12-29 04:00 | 43828.1667 | 0 | 0 | 0 | 0 | 0 | 0 | 0 | 0 | 0 | 0 | 0 | 0
2019-12-29 05:00 | 43828.2083 | 0 | 0 | 0 | 0 | 0 | 0 | 0 | 0 | 0 | 0 | 0 | 0
2019-12-29 06:00 | 43828.25 | 0 | 0 | 0 | 0 | 0 | 0 | 0 | 0 | 0 | 0 | 0 | 0
2019-12-29 07:00 | 43828.2917 | 0 | 0 | 0 | 0 | 0 | 0 | 0 | 0 | 0 | 0 | 0 | 0
2019-12-29 08:00 | 43828.3333 | 0 | 0 | 0 | 0 | 0 | 0 | 0 | 0 | 0 | 0 | 0 | 0
2019-12-29 09:00 | 43828.375 | 0.0070152 | 0.0093535 | 0.011692 | 0.01403 | 0.016369 | 0.018707 | 0.021045 | 0.023384 | 0.025722 | 0.028061 | 0.030399 | 0.032737
2019-12-29 10:00 | 43828.4167 | 0.10737 | 0.14316 | 0.17895 | 0.21474 | 0.25053 | 0.28632 | 0.32211 | 0.3579 | 0.39369 | 0.42948 | 0.46527 | 0.50106
2019-12-29 11:00 | 43828.4583 | 0.20294 | 0.27059 | 0.33824 | 0.40589 | 0.47353 | 0.54118 | 0.60883 | 0.67648 | 0.74412 | 0.81177 | 0.87942 | 0.94707
2019-12-29 12:00 | 43828.5 | 0.2326 | 0.31013 | 0.38767 | 0.4652 | 0.54273 | 0.62027 | 0.6978 | 0.77533 | 0.85287 | 0.9304 | 1.0079 | 1.0855
2019-12-29 13:00 | 43828.5417 | 0.2368 | 0.31573 | 0.39467 | 0.4736 | 0.55253 | 0.63147 | 0.7104 | 0.78933 | 0.86827 | 0.9472 | 1.0261 | 1.1051
2019-12-29 14:00 | 43828.5833 | 0.21522 | 0.28696 | 0.3587 | 0.43044 | 0.50218 | 0.57392 | 0.64566 | 0.71741 | 0.78915 | 0.86089 | 0.93263 | 1.0044
2019-12-29 15:00 | 43828.625 | 0.16633 | 0.22178 | 0.27722 | 0.33267 | 0.38811 | 0.44355 | 0.499 | 0.55444 | 0.60989 | 0.66533 | 0.72078 | 0.77622
2019-12-29 16:00 | 43828.6667 | 0.080349 | 0.10713 | 0.13391 | 0.1607 | 0.18748 | 0.21426 | 0.24105 | 0.26783 | 0.29461 | 0.32139 | 0.34818 | 0.37496
2019-12-29 17:00 | 43828.7083 | 0.0049022 | 0.0065362 | 0.0081703 | 0.0098043 | 0.011438 | 0.013072 | 0.014706 | 0.016341 | 0.017975 | 0.019609 | 0.021243 | 0.022877
2019-12-29 18:00 | 43828.75 | 0 | 0 | 0 | 0 | 0 | 0 | 0 | 0 | 0 | 0 | 0 | 0
2019-12-29 19:00 | 43828.7917 | 0 | 0 | 0 | 0 | 0 | 0 | 0 | 0 | 0 | 0 | 0 | 0
2019-12-29 20:00 | 43828.8333 | 0 | 0 | 0 | 0 | 0 | 0 | 0 | 0 | 0 | 0 | 0 | 0
2019-12-29 21:00 | 43828.875 | 0 | 0 | 0 | 0 | 0 | 0 | 0 | 0 | 0 | 0 | 0 | 0
2019-12-29 22:00 | 43828.9167 | 0 | 0 | 0 | 0 | 0 | 0 | 0 | 0 | 0 | 0 | 0 | 0
2019-12-29 23:00 | 43828.9583 | 0 | 0 | 0 | 0 | 0 | 0 | 0 | 0 | 0 | 0 | 0 | 0
2019-12-30 | 43829 | 0 | 0 | 0 | 0 | 0 | 0 | 0 | 0 | 0 | 0 | 0 | 0
2019-12-30 01:00 | 43829.0417 | 0 | 0 | 0 | 0 | 0 | 0 | 0 | 0 | 0 | 0 | 0 | 0
2019-12-30 02:00 | 43829.0833 | 0 | 0 | 0 | 0 | 0 | 0 | 0 | 0 | 0 | 0 | 0 | 0
2019-12-30 03:00 | 43829.125 | 0 | 0 | 0 | 0 | 0 | 0 | 0 | 0 | 0 | 0 | 0 | 0
2019-12-30 04:00 | 43829.1667 | 0 | 0 | 0 | 0 | 0 | 0 | 0 | 0 | 0 | 0 | 0 | 0
2019-12-30 05:00 | 43829.2083 | 0 | 0 | 0 | 0 | 0 | 0 | 0 | 0 | 0 | 0 | 0 | 0
2019-12-30 06:00 | 43829.25 | 0 | 0 | 0 | 0 | 0 | 0 | 0 | 0 | 0 | 0 | 0 | 0
2019-12-30 07:00 | 43829.2917 | 0 | 0 | 0 | 0 | 0 | 0 | 0 | 0 | 0 | 0 | 0 | 0
2019-12-30 08:00 | 43829.3333 | 0 | 0 | 0 | 0 | 0 | 0 | 0 | 0 | 0 | 0 | 0 | 0
2019-12-30 09:00 | 43829.375 | 0.032639 | 0.043519 | 0.054399 | 0.065278 | 0.076158 | 0.087038 | 0.097918 | 0.1088 | 0.11968 | 0.13056 | 0.14144 | 0.15232
2019-12-30 10:00 | 43829.4167 | 0.69102 | 0.92136 | 1.1517 | 1.382 | 1.6124 | 1.8427 | 2.073 | 2.3034 | 2.5337 | 2.7641 | 2.9944 | 3.2247
2019-12-30 11:00 | 43829.4583 | 1.2429 | 1.6571 | 2.0714 | 2.4857 | 2.9 | 3.3143 | 3.7286 | 4.1428 | 4.5571 | 4.9714 | 5.3857 | 5.8
2019-12-30 12:00 | 43829.5 | 1.5808 | 2.1077 | 2.6347 | 3.1616 | 3.6885 | 4.2155 | 4.7424 | 5.2693 | 5.7963 | 6.3232 | 6.8502 | 7.3771
2019-12-30 13:00 | 43829.5417 | 1.5452 | 2.0603 | 2.5754 | 3.0904 | 3.6055 | 4.1206 | 4.6357 | 5.1507 | 5.6658 | 6.1809 | 6.696 | 7.211
2019-12-30 14:00 | 43829.5833 | 1.3314 | 1.7752 | 2.219 | 2.6627 | 3.1065 | 3.5503 | 3.9941 | 4.4379 | 4.8817 | 5.3255 | 5.7693 | 6.2131
2019-12-30 15:00 | 43829.625 | 0.67212 | 0.89616 | 1.1202 | 1.3442 | 1.5683 | 1.7923 | 2.0164 | 2.2404 | 2.4644 | 2.6885 | 2.9125 | 3.1366
2019-12-30 16:00 | 43829.6667 | 0.43542 | 0.58056 | 0.7257 | 0.87084 | 1.016 | 1.1611 | 1.3063 | 1.4514 | 1.5965 | 1.7417 | 1.8868 | 2.032
2019-12-30 17:00 | 43829.7083 | 0.0044877 | 0.0059836 | 0.0074796 | 0.0089755 | 0.010471 | 0.011967 | 0.013463 | 0.014959 | 0.016455 | 0.017951 | 0.019447 | 0.020943
2019-12-30 18:00 | 43829.75 | 0 | 0 | 0 | 0 | 0 | 0 | 0 | 0 | 0 | 0 | 0 | 0
2019-12-30 19:00 | 43829.7917 | 0 | 0 | 0 | 0 | 0 | 0 | 0 | 0 | 0 | 0 | 0 | 0
2019-12-30 20:00 | 43829.8333 | 0 | 0 | 0 | 0 | 0 | 0 | 0 | 0 | 0 | 0 | 0 | 0
2019-12-30 21:00 | 43829.875 | 0 | 0 | 0 | 0 | 0 | 0 | 0 | 0 | 0 | 0 | 0 | 0
2019-12-30 22:00 | 43829.9167 | 0 | 0 | 0 | 0 | 0 | 0 | 0 | 0 | 0 | 0 | 0 | 0
2019-12-30 23:00 | 43829.9583 | 0 | 0 | 0 | 0 | 0 | 0 | 0 | 0 | 0 | 0 | 0 | 0
2019-12-31 | 43830 | 0 | 0 | 0 | 0 | 0 | 0 | 0 | 0 | 0 | 0 | 0 | 0
2019-12-31 01:00 | 43830.0417 | 0 | 0 | 0 | 0 | 0 | 0 | 0 | 0 | 0 | 0 | 0 | 0
2019-12-31 02:00 | 43830.0833 | 0 | 0 | 0 | 0 | 0 | 0 | 0 | 0 | 0 | 0 | 0 | 0
2019-12-31 03:00 | 43830.125 | 0 | 0 | 0 | 0 | 0 | 0 | 0 | 0 | 0 | 0 | 0 | 0
2019-12-31 04:00 | 43830.1667 | 0 | 0 | 0 | 0 | 0 | 0 | 0 | 0 | 0 | 0 | 0 | 0
2019-12-31 05:00 | 43830.2083 | 0 | 0 | 0 | 0 | 0 | 0 | 0 | 0 | 0 | 0 | 0 | 0
2019-12-31 06:00 | 43830.25 | 0 | 0 | 0 | 0 | 0 | 0 | 0 | 0 | 0 | 0 | 0 | 0
2019-12-31 07:00 | 43830.2917 | 0 | 0 | 0 | 0 | 0 | 0 | 0 | 0 | 0 | 0 | 0 | 0
2019-12-31 08:00 | 43830.3333 | 0 | 0 | 0 | 0 | 0 | 0 | 0 | 0 | 0 | 0 | 0 | 0
2019-12-31 09:00 | 43830.375 | 0.042646 | 0.056861 | 0.071077 | 0.085292 | 0.099507 | 0.11372 | 0.12794 | 0.14215 | 0.15637 | 0.17058 | 0.1848 | 0.19901
2019-12-31 10:00 | 43830.4167 | 1.1886 | 1.5848 | 1.981 | 2.3772 | 2.7735 | 3.1697 | 3.5659 | 3.9621 | 4.3583 | 4.7545 | 5.1507 | 5.5469
2019-12-31 11:00 | 43830.4583 | 1.9193 | 2.559 | 3.1988 | 3.8385 | 4.4783 | 5.118 | 5.7578 | 6.3975 | 7.0373 | 7.677 | 8.3168 | 8.9565
2019-12-31 12:00 | 43830.5 | 0.79015 | 1.0535 | 1.3169 | 1.5803 | 1.8437 | 2.1071 | 2.3704 | 2.6338 | 2.8972 | 3.1606 | 3.424 | 3.6874
2019-12-31 13:00 | 43830.5417 | 1.3712 | 1.8283 | 2.2853 | 2.7424 | 3.1995 | 3.6566 | 4.1136 | 4.5707 | 5.0278 | 5.4848 | 5.9419 | 6.399
2019-12-31 14:00 | 43830.5833 | 0.70642 | 0.9419 | 1.1774 | 1.4128 | 1.6483 | 1.8838 | 2.1193 | 2.3547 | 2.5902 | 2.8257 | 3.0612 | 3.2966
2019-12-31 15:00 | 43830.625 | 0.16233 | 0.21644 | 0.27055 | 0.32466 | 0.37877 | 0.43288 | 0.48699 | 0.54109 | 0.5952 | 0.64931 | 0.70342 | 0.75753
2019-12-31 16:00 | 43830.6667 | 0.022993 | 0.030657 | 0.038321 | 0.045986 | 0.05365 | 0.061314 | 0.068978 | 0.076643 | 0.084307 | 0.091971 | 0.099635 | 0.1073
2019-12-31 17:00 | 43830.7083 | 0.0048975 | 0.00653 | 0.0081625 | 0.009795 | 0.011427 | 0.01306 | 0.014692 | 0.016325 | 0.017957 | 0.01959 | 0.021222 | 0.022855
2019-12-31 18:00 | 43830.75 | 0 | 0 | 0 | 0 | 0 | 0 | 0 | 0 | 0 | 0 | 0 | 0
2019-12-31 19:00 | 43830.7917 | 0 | 0 | 0 | 0 | 0 | 0 | 0 | 0 | 0 | 0 | 0 | 0
2019-12-31 20:00 | 43830.8333 | 0 | 0 | 0 | 0 | 0 | 0 | 0 | 0 | 0 | 0 | 0 | 0
2019-12-31 21:00 | 43830.875 | 0 | 0 | 0 | 0 | 0 | 0 | 0 | 0 | 0 | 0 | 0 | 0
2019-12-31 22:00 | 43830.9167 | 0 | 0 | 0 | 0 | 0 | 0 | 0 | 0 | 0 | 0 | 0 | 0
2019-12-31 23:00 | 43830.9583 | 0 | 0 | 0 | 0 | 0 | 0 | 0 | 0 | 0 | 0 | 0 | 0

## Energy conversion factors
National average primary energy conversion factor from final (end-use) energy to primary energy (kWhPE/kWh) f
Pellets (kWh Primary energy/ kWh Final Energy) | 1.113
Gas oil (kWh Primary energy/ kWh Final Energy) | 1.182
Electricity (kWh Primary energy/ kWh Final Energy) | 2.403
Lower heating values
LHV pellets (kWh/kg) | 4.582
LHV gas oil (kWh/L) | 10.28
CO2 emissions factors e_CO2
Gas oil (g CO2 / thermal kWh of final energy) | 252
Electricity (g CO2 / electric kWh of final energy) | 357
Pellets (g CO2 / thermal kWh of final energy) | 18